## Sheet1
type | id | lat | lon | generator:method | generator:source | power | generator:output:electricity | generator:type | manufacturer | model | operator | ref | source | start_date | note | height:hub | name | abandoned | alt_name | image | type_tag | height | rotor:diameter | contact:website | description | frequency | designation | communication:bos | operator:wikidata | ele | ref:local | manufacturer:type | historic | mapillary | wikimedia_commons | wikidata | wikipedia | brand | advertising | generator:plant | description:de | name:source | voltage | construction | lastcheck | fixme | old_name | hub_height | old_ref | website | planned | manufacturer:wikidata | model:wikidata | rotor:swept_area | construction_date
node | 271849016 | 49.3275 | 9.5782 | wind_turbine | wind | generator
node | 272114753 | 48.5329 | 9.6362 | wind_turbine | wind | generator | 1.5 MW | horizontal_axis | REpower | MD 77 | Alb-Windkraft-Westerheim GmbH & Co. KG | R-70230 | MapBox Satellite | 2002
node | 272114761 | 48.6597 | 9.9475 | wind_turbine | wind | generator | 1.5 MW | horizontal_axis |  |  |  | R-70200 | MapBox Satellite |  | WEA R-70200 1500 kW
node | 272114768 | 48.6553 | 9.946 | wind_turbine | wind | generator | 1.5 MW | horizontal_axis |  |  |  | R-70198 | MapBox Satellite |  | WEA R-70198 1500 kW
node | 272114769 | 48.6573 | 9.9465 | wind_turbine | wind | generator | 1.5 MW | horizontal_axis |  |  |  | R-70199 | MapBox Satellite |  | WEA R-70199 1500 kW
node | 272114898 | 48.6451 | 9.9233 | wind_turbine | wind | generator | 1.5 MW | horizontal_axis |  |  |  | R-70268 | MapBox Satellite |  | WEA R-70268 1500 kW
node | 272115494 | 48.6562 | 9.9368 | wind_turbine | wind | generator | 660 kW | horizontal_axis |  |  |  | V-12797 | MapBox Satellite |  | WEA V-12797 660 kW
node | 272115495 | 48.6579 | 9.9372 | wind_turbine | wind | generator | 660 kW | horizontal_axis |  |  |  | V-12798 | MapBox Satellite |  | WEA V-12798 660 kW
node | 272115497 | 48.6524 | 9.9362 | wind_turbine | wind | generator | 660 kW | horizontal_axis |  |  |  | V-12795 | MapBox Satellite |  | WEA V-12795 660 kW
node | 272115498 | 48.6543 | 9.9366 | wind_turbine | wind | generator | 660 kW | horizontal_axis |  |  |  | V-12796 | MapBox Satellite |  | WEA V-12796 660 kW
node | 272115699 | 48.6653 | 9.8583 | wind_turbine | wind | generator | 850 kW | horizontal_axis | Vestas | V52 |  | V14153 |  |  |  | 74 m | V14153
node | 272115700 | 48.6638 | 9.8584 | wind_turbine | wind | generator | 850 kW | horizontal_axis | Vestas | V52 |  | V14152 |  |  |  | 74 m | V14152
node | 272115702 | 48.6624 | 9.8584 | wind_turbine | wind | generator | 850 kW | horizontal_axis | Vestas | V52 |  | V14151 |  |  |  | 74 m | V14151
node | 272115941 | 49.8878 | 9.6602 |  | wind | generator | 850 kW |  |  |  |  | V-14702
node | 272115969 | 48.6669 | 9.859 | wind_turbine | wind | generator | 850 kW | horizontal_axis | Vestas | V52 |  | V14533 |  |  |  | 74 m | V14533
node | 272115971 | 48.571 | 9.9344 | wind_turbine | wind | generator | 660 kW | wind_turbine |  |  |  | V-14511 | MapBox Satellite
node | 272115972 | 48.5705 | 9.9392 | wind_turbine | wind | generator | 0.66 MW | wind_turbine |  |  |  | V-14512
node | 272115978 | 48.573 | 9.9403 | wind_turbine | wind | generator | 660 kW | wind_turbine |  |  |  | V-14509 | MapBox Satellite
node | 272115980 | 48.573 | 9.937 | wind_turbine | wind | generator | 660 kW | wind_turbine |  |  |  | V-14510 | MapBox Satellite
node | 272115991 | 48.5826 | 9.7485 | wind_turbine | wind | generator | 2 MW | horizontal_axis |  |  |  | V-14633 | MapBox Satellite
node | 272116069 | 48.5546 | 9.707 | wind_turbine | wind | generator | 850 kW |  | Vestas Wind Systems A/S |  |  | V-15961
node | 272116071 | 48.5516 | 9.7084 | wind_turbine | wind | generator | 850 kW |  | Vestas Wind Systems A/S |  |  | V-15962
node | 272116073 | 48.5503 | 9.7034 | wind_turbine | wind | generator | 850 kW |  | Vestas Wind Systems A/S |  |  | V-15963
node | 272116152 | 49.733 | 9.5997 | wind_turbine | wind | generator | 850 kW |  |  |  |  | V-14983
node | 272116498 | 48.6612 | 9.8501 | wind_turbine | wind | generator | 2.0 MW | horizontal_axis | Vestas | V90 |  | V23870 |  |  |  | 105 m | V23870
node | 272130945 | 48.5323 | 9.6282 | wind_turbine | wind | generator | 1.5 MW | horizontal_axis |  |  | alb-windkraft westerheim | R-70231 | MapBox Satellite;survey | 2002 | WEA R-70231 1500 kW
node | 272131955 | 49.7301 | 9.5992 | wind_turbine | wind | generator | 850 kW |  |  |  |  | V-14220
node | 272131960 | 49.7286 | 9.5992 | wind_turbine | wind | generator | 850 kW |  |  |  |  | V-14221
node | 272132244 | 48.5802 | 9.7487 | wind_turbine | wind | generator | 2 MW | horizontal_axis |  |  |  | V-14634 | MapBox Satellite
node | 282212250 | 48.4473 | 9.6382 |  | wind | generator |  |  |  |  | EnBW |  | https://de.wikipedia.org/wiki/Heroldstatt#Windkraft-Versuchsfeld |  |  |  | Windanlagen Heroldstatt | yes | Schneebesen | https://i.imgur.com/nGHhTf8.jpeg | Darrieus-Rotor
node | 286402072 | 48.8934 | 9.6588 | wind_turbine | wind | generator | 1 MW | wind_turbine |  |  |  | FL 315 |  |  |  |  | FL 315
node | 292943076 | 48.453 | 9.7238 |  | wind | generator | yes | [6 empty] | 2000
node | 292943362 | 48.4513 | 9.7233 |  | wind | generator | yes | [6 empty] | 2000
node | 304012592 | 48.3919 | 9.622 | wind_turbine | wind | generator | 750 kW | horizontal_axis | [5 empty] | 1999 | [6 empty] | NEG Micon | 94
node | 304103990 | 48.5753 | 9.7536 | wind_turbine | wind | generator |  | horizontal_axis |  |  |  | V-24163
node | 305687894 | 47.9679 | 9.8691 | wind_turbine | wind | generator | 1.3 MW | horizontal_axis | AN Bonus | AN Bonus 1300/62 |  | AN1300-990 |  |  |  | 69 m | AN1300-990-02
node | 305687898 | 47.9694 | 9.8674 | wind_turbine | wind | generator | 1.3 MW | horizontal_axis | AN Bonus | AN Bonus 1300/62 |  | AN1300-992 |  |  |  | 69 m | AN1300-992-01
node | 306656717 | 49.7417 | 9.0813 | wind_turbine | wind | generator | 1500 kW | horizontal_axis | NEG Micon | N82/1500 | AT Windpark Bad König GmbH & Co. KG |  |  | 2005-01-20 |  | 108 | [6 empty] | 82
node | 311094050 | 48.0605 | 9.8601 |  | wind | generator | 900 kW | horizontal_axis |  |  | BWU Bürger-Windenergie Ummendorf GmbH&Co.KG | [10 empty] | 99.8 m |  | http://www.bwu-web.com/ | Windkraftanlage | 50
node | 312798349 | 48.5647 | 9.8433 | wind_turbine | wind | generator |  | horizontal_axis | [5 empty] | 1998
node | 312798354 | 48.5682 | 9.839 | wind_turbine | wind | generator |  | horizontal_axis | [5 empty] | 2002
node | 312798355 | 48.5697 | 9.8441 | wind_turbine | wind | generator |  | horizontal_axis | [5 empty] | 1998
node | 312798357 | 48.5659 | 9.8406 | wind_turbine | wind | generator |  | horizontal_axis | [5 empty] | 1998
node | 312798358 | 48.5672 | 9.8447 | wind_turbine | wind | generator |  | horizontal_axis | [5 empty] | 1998
node | 319352369 | 49.4802 | 9.9774 | wind_turbine | wind | generator
node | 319352370 | 49.4824 | 9.9732 | wind_turbine | wind | generator
node | 319352372 | 49.4818 | 9.9651 | wind_turbine | wind | generator
node | 319352373 | 49.4784 | 9.9632 | wind_turbine | wind | generator
node | 319352376 | 49.4787 | 9.9596 | wind_turbine | wind | generator
node | 330021720 | 49.5848 | 9.9142 | wind_turbine | wind | generator | [10 empty] | 02WEA31986 | [9 empty] | V-90
node | 339870878 | 49.5874 | 9.9125 | wind_turbine | wind | generator | [10 empty] | 01WEA31985 | [9 empty] | V-90
node | 339870881 | 49.5796 | 9.9329 | wind_turbine | wind | generator | [10 empty] | 04WEA23365 | [9 empty] | V-82
node | 339870883 | 49.5836 | 9.9281 | wind_turbine | wind | generator | [10 empty] | 02WEA23367 | [9 empty] | V-82
node | 339870886 | 49.5825 | 9.919 | wind_turbine | wind | generator | [10 empty] | 01WEA23366 | [9 empty] | V-82
node | 339870887 | 49.58 | 9.9257 | wind_turbine | wind | generator | [10 empty] | 03WEA23368 | [9 empty] | V-82
node | 365964518 | 49.3275 | 9.5831 | wind_turbine | wind | generator | [5 empty] | V 66524
node | 371643585 | 48.4063 | 9.5572 | wind_turbine | wind | generator | 750 kW | horizontal_axis | NEG Micon |  |  |  |  | 2000 | [5 empty] | https://i.imgur.com/Sw6F11O.jpeg |  |  | 48
node | 371643714 | 48.4045 | 9.5505 | wind_turbine | wind | generator | 750 kW | horizontal_axis | NEG Micon |  |  |  |  | 2000 | [8 empty] | 48
node | 371643915 | 48.4027 | 9.5503 | wind_turbine | wind | generator | 750 kW | horizontal_axis | NEG Micon |  |  |  |  | 2000 | [8 empty] | 48
node | 371666041 | 48.4033 | 9.5292 |  | wind | generator
node | 371666051 | 48.4015 | 9.5288 |  | wind | generator
node | 373406901 | 49.8338 | 9.8238 | wind_turbine | wind | generator | [10 empty] | V23762
node | 373407004 | 49.8307 | 9.8248 | wind_turbine | wind | generator |  | wind_turbine | [8 empty] | V24400
node | 373410457 | 49.5507 | 9.5122 |  | wind | generator | yes
node | 373410487 | 49.5479 | 9.5113 |  | wind | generator | yes
node | 373410702 | 49.5573 | 9.5162 |  | wind | generator | yes
node | 373410723 | 49.5627 | 9.5177 |  | wind | generator | yes
node | 373410779 | 49.56 | 9.5171 |  | wind | generator | yes
node | 373410852 | 49.5653 | 9.5183 |  | wind | generator | yes
node | 373411131 | 49.5624 | 9.5117 |  | wind | generator | yes
node | 374296106 | 48.3683 | 9.1516 | wind_turbine | wind | generator | yes | wind_turbine | Vestas |  | SOWITEC Group
node | 374296123 | 48.3692 | 9.1537 | wind_turbine | wind | generator |  | horizontal_axis | Vestas |  | SOWITEC Group
node | 374296135 | 48.3702 | 9.149 | wind_turbine | wind | generator |  | horizontal_axis | Vestas |  | SOWITEC Group
node | 388339324 | 49.529 | 9.4762 |  | wind | generator | [5 empty] | FL145/2
node | 388539159 | 49.8282 | 9.8249 | wind_turbine | wind | generator |  | wind_turbine | [8 empty] | V23763
node | 404749008 | 48.5522 | 9.6274 | wind_turbine | wind | generator | 750 kW |  | NEG Micon | NM 750/48 |  | V-65343
node | 404749009 | 48.5496 | 9.6215 | wind_turbine | wind | generator | 750 kW |  | NEG Micon | NM 750/48 |  | V-65344 |  |  | FIXME: eine NEG Micon müsste eigentliche eine Referenznr. mit "NM" haben?
node | 404749010 | 48.5508 | 9.6203 | wind_turbine | wind | generator | 750 kW |  | NEG Micon | NM 750/48 |  | V-65065 |  |  | FIXME: eine NEG Micon müsste eigentliche eine Referenznr. mit "NM" haben?
node | 404749011 | 48.5528 | 9.6208 | wind_turbine | wind | generator | 750 kW |  | NEG Micon | NM 750/48 |  | V-65064 |  |  | FIXME: eine NEG Micon müsste eigentliche eine Referenznr. mit "NM" haben?
node | 404749012 | 48.5551 | 9.6195 | wind_turbine | wind | generator | 750 kW |  | NEG Micon | NM 750/48 |  | V-65342 |  |  | FIXME: eine NEG Micon müsste eigentliche eine Referenznr. mit "NM" haben?
node | 404749013 | 48.5564 | 9.6209 | wind_turbine | wind | generator | [10 empty] | V 65066 750 kW | [7 empty] | Typ NEG Micon NM 750/48 |  |  | yes
node | 416453403 | 49.7148 | 9.6886 | wind_turbine | wind | generator | 2 MW |  | Vestas | V80 | Energiequelle GmbH | V 24633 | [9 empty] | 95 | 80
node | 416455288 | 49.7168 | 9.6912 | wind_turbine | wind | generator | 2 MW |  | Vestas | V80 | Energiequelle GmbH | V 24636 | [9 empty] | 95 | 80
node | 416455834 | 49.7169 | 9.687 | wind_turbine | wind | generator | 2 MW |  | Vestas | V80 | Energiequelle GmbH | V 24634 | [9 empty] | 95 | 80
node | 416455937 | 49.716 | 9.683 | wind_turbine | wind | generator | 2 MW |  | Vestas | V80 | Energiequelle GmbH | V 24638 | [9 empty] | 95 | 80
node | 416456020 | 49.7138 | 9.6852 | wind_turbine | wind | generator | 2 MW |  | Vestas | V80 | Energiequelle GmbH | V 24632 | [9 empty] | 95 | 80
node | 416456044 | 49.7143 | 9.6801 | wind_turbine | wind | generator | 2 MW |  | Vestas | V80 | Energiequelle GmbH | V 24635 | [9 empty] | 95 | 80
node | 416456219 | 49.7154 | 9.6927 | wind_turbine | wind | generator | 2 MW |  | Vestas | V80 | Energiequelle GmbH | V 24637 | [9 empty] | 95 | 80
node | 416457155 | 49.7112 | 9.6818 | wind_turbine | wind | generator | 2 MW |  | Vestas | V80 | Energiequelle GmbH | V 24631 | [9 empty] | 95 | 80
node | 417647900 | 49.7471 | 9.0804 | wind_turbine | wind | generator | 2000 kW | horizontal_axis | Vestas | V90/2.0MW | whs Enertec GmbH & Co. Windpark Hainhaus KG | V35172 |  | 2009-03-31 |  | 105 | [6 empty] | 90
node | 417648918 | 49.7492 | 9.0784 | wind_turbine | wind | generator | 2000 kW | horizontal_axis | Vestas | V90/2.0MW | whs Enertec GmbH & Co. Windpark Hainhaus KG | V35173 |  | 2009-04-01 |  | 105 | [6 empty] | 90
node | 456214126 | 49.4062 | 9.7995 | wind_turbine | wind | generator
node | 474363810 | 48.5777 | 9.7495 | wind_turbine | wind | generator |  | horizontal_axis |  |  |  | V-24164
node | 474968155 | 48.5359 | 9.6296 | wind_turbine | wind | generator | 1.5 MW | horizontal_axis | Südwind | S 70 | EnBW Energie Baden-Württemberg AG | SW-70064 | MapBox Satellite | 2001 | [14 empty] | Q644304
node | 484208463 | 48.5354 | 9.8191 | wind_turbine | wind | generator | 600 kW | horizontal_axis | [5 empty] | 1999 | [7 empty] | 86
node | 484212255 | 48.5361 | 9.8157 | wind_turbine | wind | generator | 600 kW | horizontal_axis | [5 empty] | 1999 | [7 empty] | 86
node | 485241163 | 49.7111 | 9.6877 | wind_turbine | wind | generator | 2 MW |  | Vestas | V80 | Energiequelle GmbH | V 24639 | [9 empty] | 95 | 80
node | 486608362 | 48.6632 | 9.8634 | wind_turbine | wind | generator | 600 kW | horizontal_axis | Vestas | V44 |  | V2529 |  |  |  | 53 m | V2529
node | 496166277 | 49.4854 | 9.9853 | wind_turbine | wind | generator
node | 508082924 | 47.8859 | 9.3525 | wind_turbine | wind | generator |  | horizontal_axis |  |  |  | NX9031
node | 508082938 | 47.8886 | 9.3534 | wind_turbine | wind | generator |  | horizontal_axis |  |  |  | NX9030
node | 508082939 | 47.8858 | 9.358 | wind_turbine | wind | generator |  | horizontal_axis |  |  |  | NX9029
node | 511206331 | 49.914 | 9.7076 |  | wind | generator | 2000 kW | [9 empty] | V24411
node | 516244390 | 49.4748 | 9.9708 | wind_turbine | wind | generator
node | 527798235 | 49.3077 | 9.9929 | wind_turbine | wind | generator | 1.5 MW |  | NEG Micon | NM82 |  | V68251 | survey |  | Windpark Lindlein, 2004 | 108 m | WEA01 | [5 empty] | 82 m
node | 546531491 | 49.672 | 9.8485 | wind_turbine | wind | generator | [5 empty] | 441534
node | 546531499 | 49.671 | 9.85 | wind_turbine | wind | generator | [5 empty] | 441535
node | 546531502 | 49.6692 | 9.8502 | wind_turbine | wind | generator | [5 empty] | 441536
node | 600287770 | 49.8034 | 9.6609 | wind_turbine | wind | generator
node | 618838512 | 49.2647 | 9.94 |  | wind | generator
node | 655494728 | 49.6306 | 9.7683 | wind_turbine | wind | generator | [6 empty] | estimated
node | 655494730 | 49.6311 | 9.7713 | wind_turbine | wind | generator |  | wind_turbine |  |  |  |  | estimated
node | 655494736 | 49.6325 | 9.7708 | wind_turbine | wind | generator
node | 668072823 | 49.4612 | 9.502 | wind_turbine | wind | generator | 2000 kW | horizontal_axis | [5 empty] | 03.06.2004 | [7 empty] | 140
node | 700802419 | 48.7724 | 9.9984 |  | wind | generator | 2 MW |  |  | MM 92/100 |  | R-90013 | [9 empty] | 100 | [7 empty] | 660
node | 702929121 | 47.3869 | 9.4677 | wind_turbine | wind | generator | 80 kW | wind_turbine |  |  | Appenzellische Vereinigung zur Förderung umweltfreundlicher Energien | [5 empty] | Windkraftwerk Chürstein | [5 empty] | 18
node | 757461282 | 48.8861 | 9.8386 |  | wind | generator |  |  | Enercon | [21 empty] | 2
node | 757461283 | 48.8831 | 9.8399 |  | wind | generator |  |  | Enercon | [21 empty] | 3
node | 757461284 | 48.8805 | 9.831 |  | wind | generator | 2 MW |  | Vestas | V80 |  | V-20549 | [17 empty] | 518 | 5
node | 757461289 | 48.8826 | 9.8348 |  | wind | generator |  |  | Enercon | [21 empty] | 4
node | 772177992 | 49.1846 | 9.9504 | wind_turbine | wind | generator | 2000 kW | horizontal_axis |  |  |  | V30214 |  | 2008 | [7 empty] | 150
node | 772178004 | 49.1847 | 9.9571 | wind_turbine | wind | generator | 2000 kW | horizontal_axis |  |  |  | V30215 |  | 2008 | [7 empty] | 150
node | 772178011 | 49.1871 | 9.9543 | wind_turbine | wind | generator | 2000 kW | horizontal_axis |  |  |  | V 30213 |  | 2008 | [7 empty] | 150
node | 772770134 | 49.592 | 9.5248 |  | wind | generator
node | 772770139 | 49.593 | 9.524 |  | wind | generator
node | 772770143 | 49.5941 | 9.5213 |  | wind | generator
node | 772770148 | 49.5953 | 9.5208 |  | wind | generator
node | 772770151 | 49.5963 | 9.5194 |  | wind | generator
node | 772770170 | 49.5906 | 9.5214 |  | wind | generator
node | 772770177 | 49.5913 | 9.519 |  | wind | generator
node | 772770183 | 49.5908 | 9.5254 |  | wind | generator
node | 777848378 | 49.5361 | 9.4772 | wind_turbine | wind | generator
node | 777849117 | 49.5266 | 9.4707 |  | wind | generator
node | 777852237 | 49.5155 | 9.5733 | wind_turbine | wind | generator | yes | horizontal_axis
node | 777852243 | 49.5116 | 9.5692 | wind_turbine | wind | generator | yes | horizontal_axis
node | 777852247 | 49.5126 | 9.5746 | wind_turbine | wind | generator | yes | horizontal_axis
node | 777852248 | 49.5109 | 9.5759 | wind_turbine | wind | generator | yes | horizontal_axis
node | 777852256 | 49.5075 | 9.5669 | wind_turbine | wind | generator | yes | horizontal_axis
node | 799398165 | 49.5302 | 9.3689 | wind_turbine | wind | generator | yes | horizontal_axis
node | 821229198 | 49.5567 | 9.2491 | wind_turbine | wind | generator | 2050 kW | horizontal_axis | [8 empty] | WKA 1 |  |  |  |  | 146
node | 821229204 | 49.5574 | 9.2567 | wind_turbine | wind | generator | 2050 kW | horizontal_axis | [8 empty] | WKA 2 |  |  |  |  | 146
node | 821229208 | 49.5605 | 9.2585 | wind_turbine | wind | generator | 2050 kW | horizontal_axis | [8 empty] | WKA 3 |  |  |  |  | 146
node | 833763045 | 49.2682 | 9.9266 | wind_turbine | wind | generator | 800 kW |  |  |  | Windenergie Gerabronn GbR | 48183 | [12 empty] | Windenergieanlage "Leon-Tessy". Anlagetyp Enercon E-48. Standort Gerabronn-Oberweiler |  |  |  |  | 487
node | 835694759 | 49.9101 | 9.6513 |  | wind | generator | 2000 kW | [9 empty] | V36114
node | 835694762 | 49.9107 | 9.6561 |  | wind | generator | 2000 kW |  |  |  |  | E2325401HRA000000RODENE0000600004 | http://geoportal.bayern.de/energieatlas-karten/ |  |  |  | V36113
node | 835695631 | 49.9078 | 9.6561 |  | wind | generator | 2000 kW | [9 empty] | V24416
node | 835695638 | 49.9032 | 9.6533 |  | wind | generator | 2000 kW | [9 empty] | V24417
node | 836262131 | 49.746 | 9.3565 | wind_turbine | wind | generator
node | 836262380 | 49.7453 | 9.3614 | wind_turbine | wind | generator
node | 838650407 | 49.4557 | 9.2693 | wind_turbine | wind | generator | 2000 kW | horizontal_axis | [13 empty] | 146
node | 838650424 | 49.4535 | 9.2746 | wind_turbine | wind | generator | 2000 kW | horizontal_axis | [13 empty] | 146
node | 841776544 | 44.4024 | 9.6619 | wind_turbine | wind | generator |  | vertical_axis
node | 841776546 | 44.3995 | 9.6631 | wind_turbine | wind | generator |  | vertical_axis
node | 841776574 | 44.4013 | 9.6621 | wind_turbine | wind | generator |  | vertical_axis
node | 841776588 | 44.4005 | 9.6625 | wind_turbine | wind | generator |  | vertical_axis
node | 861723978 | 48.8857 | 9.8335 |  | wind | generator | 2 MW |  | Vestas | V80 |  | V-20625 | [17 empty] | 518 | 1
node | 891030555 | 48.6935 | 9.9497 | wind_turbine | wind | generator | 1500 kW | horizontal_axis | [13 empty] | 123
node | 891030589 | 48.693 | 9.9933 | wind_turbine | wind | generator
node | 891030659 | 48.6952 | 9.9931 | wind_turbine | wind | generator
node | 891030759 | 48.6985 | 9.9477 | wind_turbine | wind | generator | 1500 kW | horizontal_axis | [13 empty] | 120
node | 891030950 | 48.6966 | 9.9477 | wind_turbine | wind | generator | 1500 kW | horizontal_axis | [13 empty] | 120
node | 891031083 | 48.6908 | 9.9935 | wind_turbine | wind | generator
node | 891031097 | 48.7004 | 9.9475 | wind_turbine | wind | generator | 1500 kW | horizontal_axis | [13 empty] | 120
node | 898016513 | 49.4383 | 9.8086 | wind_turbine | wind | generator | 800 kW | [14 empty] | 95
node | 989206657 | 49.2554 | 9.9043 | wind_turbine | wind | generator | [5 empty] | 50019
node | 1086073923 | 49.939 | 9.6801 | wind_turbine | wind | generator | yes | horizontal_axis |  |  | CSO Energy GmbH | V23052 |  |  |  |  | V23052
node | 1086073932 | 49.9406 | 9.6858 | wind_turbine | wind | generator | yes | horizontal_axis |  |  | CSO Energy GmbH | V23051 |  |  |  |  | V23051
node | 1086073937 | 49.9387 | 9.6756 | wind_turbine | wind | generator | yes | horizontal_axis |  |  | CSO Energy GmbH | V23050 |  |  |  |  | V23050
node | 1122153880 | 49.4647 | 9.5807 | wind_turbine | wind | generator | yes | horizontal_axis
node | 1156712784 | 48.6666 | 9.8652 |  | wind | generator
node | 1177290829 | 49.479 | 9.9678 | wind_turbine | wind | generator |  |  |  |  | "Naturkraft Tauber" Verwaltungs GmbH | [5 empty] | Nonneklinge
node | 1251413751 | 49.9418 | 9.707 | wind_turbine | wind | generator | yes | [5 empty] | lokal knowledge |  |  |  | V23049
node | 1251413768 | 49.9426 | 9.7126 | wind_turbine | wind | generator | yes | [5 empty] | local knowledge |  |  |  | V23048
node | 1256391877 | 49.9445 | 9.7067 | wind_turbine | wind | generator | yes |  |  |  |  | V23047 | lokal knowledge |  |  |  | V23047
node | 1279736930 | 48.0515 | 9.0277 | wind_turbine | wind | generator
node | 1290810208 | 49.5553 | 9.5155 |  | wind | generator | yes
node | 1316666582 | 48.664 | 9.8496 | wind_turbine | wind | generator | 2.7 MW | horizontal_axis | Schuler | SDD100 |  | Schuler SDD 100 |  |  |  | 100 m | [8 empty] | Prototyp der getriebelosen Schuler-Windkraftanlage SDD 100, Stand Juni 2011 noch nicht in Betrieb.
node | 1316666623 | 48.658 | 9.8514 | wind_turbine | wind | generator | 2.0 MW | horizontal_axis | Vestas | V90 |  | V23869 |  |  |  | 105 m | V23869
node | 1449287874 | 42.9698 | 9.3806 | wind_turbine | wind | generator | 600 kW | horizontal_axis | Nordex |  | EDF Renouvelables |  | dreal corse | [8 empty] | 66 | [6 empty] | Q3045868 |  |  | N43
node | 1449287876 | 42.9708 | 9.3812 | wind_turbine | wind | generator | 600 kW | horizontal_axis | Nordex |  | EDF Renouvelables |  | dreal corse | [8 empty] | 66 | [6 empty] | Q3045868 |  |  | N43
node | 1449287877 | 42.972 | 9.3821 | wind_turbine | wind | generator | 600 kW | horizontal_axis | Nordex |  | EDF Renouvelables |  | dreal corse | [8 empty] | 66 | [6 empty] | Q3045868 |  |  | N43
node | 1452369848 | 49.7505 | 9.0744 | wind_turbine | wind | generator | 3000 kW | horizontal_axis | Vestas | V112/3.0MW | Windpark Hainhaus GmbH & Co. KG | V44404 |  | 2011-12-23 |  | 119 | [6 empty] | 112
node | 1466057621 | 49.9057 | 9.6382 |  | wind | generator | 2000 kW | [9 empty] | V24419
node | 1466057624 | 49.9034 | 9.6393 |  | wind | generator | 2000 kW | [9 empty] | V24418
node | 1469867003 | 48.6273 | 9.922 | wind_turbine | wind | generator | 1300 kW | wind_turbine |  |  |  | AN 1300-673 |  | 2001-12-21 | [7 empty] | 68
node | 1484766871 | 48.7497 | 9.1034 |  | wind | generator | [18 empty] | Allgaier WE 10 | [7 empty] | yes
node | 1566996446 | 40.6877 | 9.282 |  | wind | generator
node | 1566996481 | 40.6857 | 9.2904 |  | wind | generator
node | 1566996616 | 40.6854 | 9.2661 |  | wind | generator
node | 1566996631 | 40.6732 | 9.2945 | wind_turbine | wind | generator
node | 1566996809 | 40.6923 | 9.2819 |  | wind | generator
node | 1566996842 | 40.6932 | 9.2903 |  | wind | generator
node | 1566996978 | 40.673 | 9.301 |  | wind | generator
node | 1566997017 | 40.6911 | 9.2912 |  | wind | generator
node | 1566997018 | 40.6838 | 9.2733 |  | wind | generator
node | 1566997042 | 40.6786 | 9.2852 |  | wind | generator
node | 1566997056 | 40.6792 | 9.2678 |  | wind | generator
node | 1566997102 | 40.6832 | 9.2852 |  | wind | generator
node | 1566997144 | 40.6864 | 9.2756 |  | wind | generator
node | 1566997192 | 40.6949 | 9.2866 |  | wind | generator
node | 1567034571 | 40.6755 | 9.2751 |  | wind | generator
node | 1567034675 | 40.6702 | 9.2223 |  | wind | generator
node | 1567034722 | 40.6676 | 9.2581 | wind_turbine | wind | generator
node | 1567034757 | 40.6683 | 9.2859 | wind_turbine | wind | generator
node | 1567034764 | 40.6784 | 9.2503 |  | wind | generator
node | 1567034778 | 40.676 | 9.2172 |  | wind | generator
node | 1567034810 | 40.6678 | 9.2197 |  | wind | generator
node | 1567034931 | 40.6393 | 9.2302 |  | wind | generator
node | 1567035005 | 40.6657 | 9.2493 |  | wind | generator
node | 1567035032 | 40.6778 | 9.2732 |  | wind | generator
node | 1567035035 | 40.6505 | 9.2384 |  | wind | generator
node | 1567035090 | 40.6677 | 9.2662 |  | wind | generator
node | 1567035129 | 40.6824 | 9.246 |  | wind | generator
node | 1567035181 | 40.6533 | 9.2481 |  | wind | generator
node | 1567035201 | 40.6732 | 9.251 |  | wind | generator
node | 1567035284 | 40.6613 | 9.2156 |  | wind | generator
node | 1567035295 | 40.6693 | 9.2759 |  | wind | generator
node | 1567035339 | 40.6526 | 9.2445 |  | wind | generator
node | 1567035394 | 40.6696 | 9.2702 |  | wind | generator
node | 1567035419 | 40.6715 | 9.2438 | wind_turbine | wind | generator
node | 1567035426 | 40.6599 | 9.2519 |  | wind | generator
node | 1567035453 | 40.6793 | 9.2411 |  | wind | generator
node | 1567035500 | 40.6517 | 9.2412 |  | wind | generator
node | 1567035518 | 40.6691 | 9.2402 |  | wind | generator
node | 1567035546 | 40.6279 | 9.2115 |  | wind | generator
node | 1567035783 | 40.6616 | 9.2554 |  | wind | generator
node | 1567035859 | 40.6334 | 9.2209 |  | wind | generator
node | 1567035941 | 40.6742 | 9.2303 |  | wind | generator
node | 1567036074 | 40.6406 | 9.2345 |  | wind | generator
node | 1567036114 | 40.6729 | 9.2666 |  | wind | generator
node | 1567036152 | 40.672 | 9.2267 |  | wind | generator
node | 1567036187 | 40.6395 | 9.2452 |  | wind | generator
node | 1567036263 | 40.6656 | 9.2175 |  | wind | generator
node | 1581811012 | 49.696 | 9.8873 | wind_turbine | wind | generator
node | 1581811015 | 49.6962 | 9.8946 | wind_turbine | wind | generator
node | 1581811020 | 49.6974 | 9.8808 | wind_turbine | wind | generator
node | 1581811025 | 49.6989 | 9.8898 | wind_turbine | wind | generator
node | 1581811031 | 49.7008 | 9.881 | wind_turbine | wind | generator
node | 1584137469 | 40.6941 | 9.2988 |  | wind | generator
node | 1584137807 | 40.695 | 9.2945 |  | wind | generator
node | 1615480664 | 49.6202 | 9.8064 | wind_turbine | wind | generator | 660 kW | horizontal_axis | Vestas |  |  | V-14710 | MapBox Satellite
node | 1615480665 | 49.6231 | 9.8042 | wind_turbine | wind | generator | 660 kW | horizontal_axis | Vestas |  |  | V-14705 | MapBox Satellite
node | 1615480666 | 49.6228 | 9.8085 | wind_turbine | wind | generator | 660 kW | horizontal_axis | Vestas |  |  | V-14704 | MapBox Satellite
node | 1615480667 | 49.6209 | 9.8093 | wind_turbine | wind | generator | 660 kW | horizontal_axis | Vestas |  |  | V-14709 | MapBox Satellite
node | 1615480668 | 49.6205 | 9.8011 | wind_turbine | wind | generator | 660 kW | horizontal_axis | Vestas |  |  | V-14712 | MapBox Satellite
node | 1615480669 | 49.6219 | 9.8054 | wind_turbine | wind | generator | 660 kW | horizontal_axis | Vestas |  |  | V-14706 | MapBox Satellite
node | 1615480670 | 49.6218 | 9.8024 | wind_turbine | wind | generator | 660 kW | horizontal_axis | Vestas |  |  | V-14707 | MapBox Satellite
node | 1615480671 | 49.6244 | 9.808 | wind_turbine | wind | generator | 660 kW | horizontal_axis | Vestas |  |  | V-14708 | MapBox Satellite
node | 1615480672 | 49.6201 | 9.8039 | wind_turbine | wind | generator | 660 kW | horizontal_axis | Vestas |  |  | V-14711 | MapBox Satellite
node | 1633013438 | 45.8929 | 9.1152 |  | wind | generator | yes | [5 empty] | survey | [11 empty] | Ventilatore | [8 empty] | 1136667167148943 | File:Mulino a vento, Roccolo San Bernardo.jpg
node | 1695031199 | 40.6085 | 9.2266 |  | wind | generator
node | 1695031202 | 40.6099 | 9.2166 |  | wind | generator
node | 1695031204 | 40.612 | 9.2221 |  | wind | generator
node | 1695031206 | 40.6145 | 9.1979 |  | wind | generator
node | 1695031208 | 40.6151 | 9.2309 |  | wind | generator
node | 1695031212 | 40.6169 | 9.2007 |  | wind | generator
node | 1695031213 | 40.6177 | 9.2033 |  | wind | generator
node | 1695031214 | 40.6187 | 9.2075 |  | wind | generator
node | 1695031231 | 40.6215 | 9.2109 |  | wind | generator
node | 1695031277 | 40.6238 | 9.1993 |  | wind | generator
node | 1695031279 | 40.6246 | 9.2104 |  | wind | generator
node | 1695031281 | 40.6309 | 9.1925 |  | wind | generator
node | 1695031284 | 40.6323 | 9.1877 |  | wind | generator
node | 1695031285 | 40.6371 | 9.1866 |  | wind | generator
node | 1695031376 | 40.648 | 9.1948 |  | wind | generator
node | 1695031379 | 40.6501 | 9.1975 |  | wind | generator
node | 1695031381 | 40.6519 | 9.2002 |  | wind | generator
node | 1733299993 | 49.8802 | 9.8787 | wind_turbine | wind | generator | [5 empty] | V 44564
node | 1733299997 | 49.8841 | 9.8798 |  | wind | generator | [5 empty] | V 24403
node | 1733300002 | 49.8873 | 9.885 | wind_turbine | wind | generator | 3 MW | horizontal_axis
node | 1733300021 | 49.8895 | 9.8904 | wind_turbine | wind | generator | 3 MW | horizontal_axis
node | 1733300024 | 49.8913 | 9.8884 | wind_turbine | wind | generator |  | horizontal_axis
node | 1733300027 | 49.8919 | 9.8868 | wind_turbine | wind | generator |  | horizontal_axis
node | 1733300029 | 49.8923 | 9.8832 | wind_turbine | wind | generator | 3 MW | horizontal_axis |  |  |  | V 37383
node | 1733300030 | 49.8931 | 9.8786 | wind_turbine | wind | generator | 3 MW | horizontal_axis
node | 1733300042 | 49.8933 | 9.8916 | wind_turbine | wind | generator | 3 MW | horizontal_axis
node | 1733300046 | 49.8938 | 9.9008 | wind_turbine | wind | generator | 3 MW | horizontal_axis
node | 1740123132 | 40.6812 | 9.2927 |  | wind | generator | [15 empty] | 100
node | 1740123137 | 40.6827 | 9.2958 |  | wind | generator | [15 empty] | 100
node | 1740730562 | 40.6147 | 9.1942 |  | wind | generator
node | 1770527075 | 49.159 | 9.8577 |  | wind | generator
node | 1770527076 | 49.1574 | 9.8617 |  | wind | generator
node | 1777368358 | 49.5523 | 9.5148 |  | wind | generator | yes
node | 1777368394 | 49.5488 | 9.5164 |  | wind | generator | yes
node | 1786468265 | 48.3912 | 9.6303 | wind_turbine | wind | generator | 750 kW | horizontal_axis | [5 empty] | 1999 | [7 empty] | 94
node | 1786468266 | 48.3927 | 9.6301 | wind_turbine | wind | generator | 750 kW | horizontal_axis | [5 empty] | 1999 | [7 empty] | 94
node | 1786575955 | 48.3882 | 9.6222 | wind_turbine | wind | generator | 750 kW | horizontal_axis | [5 empty] | 1999 | [7 empty] | 94
node | 1786575973 | 48.3943 | 9.6219 | wind_turbine | wind | generator | 750 kW | horizontal_axis | [5 empty] | 1999 | [7 empty] | 94
node | 1812030089 | 44.5042 | 9.8162 |  | wind | generator
node | 1845873968 | 49.3411 | 9.6979 | wind_turbine | wind | generator | 1.5 MW | horizontal_axis | REpower Systems | MD77
node | 1845874014 | 49.3436 | 9.6957 | wind_turbine | wind | generator | 1.5 MW | horizontal_axis | REpower Systems | MD77
node | 1845874024 | 49.3434 | 9.6997 | wind_turbine | wind | generator | 1.5 MW | horizontal_axis | REpower Systems | MD77
node | 1845874173 | 49.3452 | 9.6922 | wind_turbine | wind | generator | 1.5 MW | horizontal_axis | REpower Systems | MD77
node | 1845874213 | 49.348 | 9.6912 | wind_turbine | wind | generator | 1.5 MW | horizontal_axis | REpower Systems | MD77
node | 1871301746 | 49.8233 | 9.6898 | wind_turbine | wind | generator | 2.4 MW | horizontal_axis | Nordex | Nordex SE N117 | Abo Wind |  |  | 2012 | [6 empty] | Nordex N117 | 141 | 117 | [12 empty] | Q33354510 | de:ABO Wind
node | 1871301751 | 49.8307 | 9.697 | wind_turbine | wind | generator | 2.4 MW | horizontal_axis | Nordex | Nordex SE N117 | ABO Wind |  |  | 2012 | [6 empty] | Nordex N117 | 141 | 117 | [12 empty] | Q33354510 | de:ABO Wind
node | 1871301754 | 49.8277 | 9.6962 | wind_turbine | wind | generator | 2.4 MW | horizontal_axis | Nordex | Nordex SE N117 | ABO Wind |  |  | 2012 | [6 empty] | Nordex N117 | 141 | 117 | [12 empty] | Q33354510 | de:ABO Wind
node | 1873410317 | 49.6638 | 9.6986 |  | wind | generator | 2 MW | [14 empty] | 105 m
node | 1873410335 | 49.6655 | 9.7072 |  | wind | generator | 2 MW | [14 empty] | 105 m
node | 1873410346 | 49.6689 | 9.7066 |  | wind | generator | 2 MW | [14 empty] | 105 m
node | 1914718113 | 49.0957 | 9.4359 | wind_turbine | wind | generator | 2.35 MW | horizontal_axis | Enercon | E-92 | Kruck und Partner | 920550 |  |  |  | 138 | Windrad Horkenberg 1 |  |  |  |  | 185 | [7 empty] | 530
node | 1963177366 | 49.8342 | 9.6818 | wind_turbine | wind | generator | 2.4 MW |  | Nordex | Nordex SE N117 | Windparkanlage Remlingen |  |  | 2013 |  |  | NX 82409 |  |  |  | Nordex N117 | 141 | 117
node | 1991146588 | 48.4768 | 9.871 | wind_turbine | wind | generator | 1.5 MW | horizontal_axis | Vestas Wind Systems A/S | V82/1500 |  | V 24968 |  | 2007 | [7 empty] | 99 | 82
node | 1991146589 | 48.4728 | 9.86 | wind_turbine | wind | generator | 1.5 MW | horizontal_axis | Vestas Wind Systems A/S | V82/1500 |  | V 24967 |  | 2007 | [7 empty] | 109 | 82
node | 1991146592 | 48.4702 | 9.8634 | wind_turbine | wind | generator | 1.5 MW | horizontal_axis | Vestas Wind Systems A/S | V82/1500 |  | V 24963 |  | 2007 | [7 empty] | 109 | 82
node | 1991146594 | 48.4732 | 9.8689 | wind_turbine | wind | generator | 1.5 MW | horizontal_axis | Vestas Wind Systems A/S | V82/1500 |  | V 24966 |  | 2007 | [7 empty] | 109 | 82
node | 2031758773 | 49.7386 | 9.0826 | wind_turbine | wind | generator | 3000 kW | horizontal_axis | Vestas | V112/3.0MW | whs Enertec GmbH & Co. Windkraft Döbeln KG | V44405 |  | 2011-12-30 |  | 119 | [6 empty] | 112
node | 2031758778 | 49.7433 | 9.0787 | wind_turbine | wind | generator | 1500 kW | horizontal_axis | NEG Micon | NM82/1500 | AT Windpark Bad König GmbH & Co. KG |  |  | 2005-01-13 |  | 108 | [6 empty] | 82
node | 2041135681 | 48.6994 | 9.9947 | wind_turbine | wind | generator
node | 2041138010 | 48.6904 | 9.9979 | wind_turbine | wind | generator
node | 2041139595 | 48.6474 | 9.9251 |  | wind | generator
node | 2076417031 | 49.5839 | 9.5947 |  | wind | generator | yes
node | 2076425697 | 49.5508 | 9.6583 | wind_turbine | wind | generator | yes
node | 2076425700 | 49.5552 | 9.6506 | wind_turbine | wind | generator | yes
node | 2080444965 | 49.2383 | 9.3418 |  | wind | generator | yes
node | 2080444966 | 49.2385 | 9.3419 |  | wind | generator | yes
node | 2087351851 | 49.8267 | 9.7022 | wind_turbine | wind | generator | 2.4 MW | horizontal_axis | Nordex | Nordex SE N117 | ABO Wind |  |  | 2012 | [6 empty] | Nordex N117 | 141 | 117 | [12 empty] | Q33354510 | de:ABO Wind
node | 2088129588 | 49.9774 | 9.8615 |  | wind | generator | [10 empty] | V23934
node | 2088129645 | 49.9807 | 9.8594 |  | wind | generator | [10 empty] | V23935
node | 2088129672 | 49.9836 | 9.8583 |  | wind | generator | [10 empty] | V23046
node | 2088129681 | 49.9839 | 9.8507 |  | wind | generator | [10 empty] | V23043
node | 2088129715 | 49.9863 | 9.8532 |  | wind | generator | [10 empty] | V23044
node | 2088129726 | 49.9868 | 9.8597 |  | wind | generator | [10 empty] | V23045
node | 2088129751 | 49.9916 | 9.8455 | wind_turbine | wind | generator | [10 empty] | V36008
node | 2088129754 | 49.9923 | 9.8357 |  | wind | generator | [10 empty] | V36007
node | 2088129762 | 49.9936 | 9.8599 | wind_turbine | wind | generator | [10 empty] | V24402
node | 2088129767 | 49.9945 | 9.8486 |  | wind | generator | [10 empty] | V36009
node | 2088129773 | 49.9956 | 9.8545 | wind_turbine | wind | generator | [10 empty] | V23761
node | 2091456721 | 49.528 | 9.4665 |  | wind | generator
node | 2091456733 | 49.5328 | 9.4795 |  | wind | generator
node | 2109266534 | 49.6508 | 9.3918 | wind_turbine | wind | generator | [6 empty] | survey
node | 2109266535 | 49.6463 | 9.4055 | wind_turbine | wind | generator | [6 empty] | survey
node | 2109266536 | 49.6463 | 9.3986 | wind_turbine | wind | generator | [6 empty] | survey
node | 2109266537 | 49.6519 | 9.3996 | wind_turbine | wind | generator | [6 empty] | survey
node | 2109266538 | 49.6487 | 9.3947 | wind_turbine | wind | generator | [5 empty] | FL263/3 | survey | [24 empty] | Fuhrländer
node | 2128892306 | 48.4012 | 9.5254 |  | wind | generator
node | 2146712550 | 49.7446 | 9.7146 |  | wind | generator
node | 2146719160 | 49.7323 | 9.6035 | wind_turbine | wind | generator
node | 2146719536 | 49.7269 | 9.6101 | wind_turbine | wind | generator
node | 2146719537 | 49.7297 | 9.6089 | wind_turbine | wind | generator
node | 2146719538 | 49.7279 | 9.6211 | wind_turbine | wind | generator
node | 2146719539 | 49.7317 | 9.6093 | wind_turbine | wind | generator
node | 2146719540 | 49.732 | 9.6065 | wind_turbine | wind | generator
node | 2146719541 | 49.7313 | 9.615 | wind_turbine | wind | generator
node | 2146719542 | 49.7287 | 9.6123 | wind_turbine | wind | generator
node | 2146719543 | 49.7294 | 9.6187 | wind_turbine | wind | generator
node | 2146719544 | 49.7314 | 9.6122 | wind_turbine | wind | generator
node | 2146719545 | 49.7271 | 9.6172 | wind_turbine | wind | generator
node | 2146720746 | 49.7389 | 9.7025 | wind_turbine | wind | generator | 2.5 MW |  | Nordex | N100 | ENGIE Deutschland GmbH | [5 empty] | NX82067 |  |  |  |  | 140 | 100
node | 2146720749 | 49.734 | 9.6994 | wind_turbine | wind | generator | 600 kW | horizontal_axis | [13 empty] | 87
node | 2146722005 | 49.5768 | 9.6061 |  | wind | generator
node | 2150955923 | 49.2103 | 9.0688 | wind_turbine | wind | generator | 6 kW | vertical_axis | Axeptor AG | Airwin Vertical AV-R3 | Burger King | [10 empty] | 24 |  |  |  | 50 | [12 empty] | pillar
node | 2166004927 | 47.5824 | 9.1815 | wind_turbine | wind | generator | 6.5 kW |  |  |  | ekt energie thurgau | [5 empty] | Elektra Berg
node | 2187398300 | 47.3584 | 9.1114 | wind_turbine | wind | generator | 6.5 kW | wind_turbine
node | 2187400264 | 47.0363 | 9.4819 |  | wind | generator
node | 2195066670 | 48.3625 | 9.1425 |  | wind | generator
node | 2241706536 | 49.7454 | 9.0986 | wind_turbine | wind | generator | 3000 kW | horizontal_axis | Vestas | V112/3.0MW | whs Enertec GmbH & Co. Hain-Drei KG | V200838 |  | 2013-04-08 |  | 119 | [6 empty] | 112
node | 2282434067 | 49.3926 | 9.5378 | wind_turbine | wind | generator | 1.5 MW | horizontal_axis | REpower | MD77 |  |  |  | 2004-12-04 |  | 100 | [5 empty] | 177 | 77
node | 2282434068 | 49.3942 | 9.5361 | wind_turbine | wind | generator | 1.5 MW | horizontal_axis | Fuhrländer | MD77 |  |  |  | 2007-09-29 |  | 100 | [5 empty] | 177 | 77
node | 2282434069 | 49.3959 | 9.534 | wind_turbine | wind | generator | 1.5 MW | horizontal_axis | REpower | MD77 |  |  |  | 2004-12-04 |  | 100 | [5 empty] | 177 | 77
node | 2297473786 | 49.9165 | 9.6853 |  | wind | generator | [10 empty] | V43896
node | 2297473787 | 49.9136 | 9.6855 |  | wind | generator | [10 empty] | V43897
node | 2297473788 | 49.9149 | 9.6795 |  | wind | generator | [10 empty] | V43895
node | 2303381793 | 48.4458 | 9.7465 | wind_turbine | wind | generator | 2000 KW | horizontal_axis | Enercon | E-82 |  |  |  | 2009 |  | 98 m | [6 empty] | 82 m
node | 2303381794 | 48.4387 | 9.7562 | wind_turbine | wind | generator | 1000 kW | horizontal_axis | Enercon | E-58 |  |  |  | 2002 |  | 89 m | [5 empty] | 118 | 58 m
node | 2303387887 | 48.4486 | 9.7592 | wind_turbine | wind | generator | 2000 kW | horizontal_axis | Enercon | E-82 | EnBW |  |  | 23.11.2012 |  | 138 m | [5 empty] | 179 | 82 m
node | 2303387900 | 48.4481 | 9.7641 | wind_turbine | wind | generator | 2000 kW | horizontal_axis | Enercon | E-82 | EnBW |  |  | 17.12.2012 |  | 138 m | [5 empty] | 179 | 82 m
node | 2303387907 | 48.4513 | 9.763 | wind_turbine | wind | generator | 2000 kW | horizontal_axis | Enercon | E-82 | EnBW |  |  | 05.12.2012 |  | 138 m | [5 empty] | 179 | 82 m
node | 2323921743 | 49.8075 | 9.7327 | wind_turbine | wind | generator | 2.4 MW | horizontal_axis | Nordex | Nordex SE N117 | Airwin Windfarmer |  |  | 2013 |  |  | NX 82857 |  |  |  |  | 141 | 117 | [16 empty] | output
node | 2323921747 | 49.8102 | 9.7281 | wind_turbine | wind | generator | 2.4 MW | horizontal_axis | Nordex | Nordex SE N117 | Airwin Windfarmer |  |  | 2013 |  |  | NX 82859 |  |  |  |  | 141 | 117 | [16 empty] | output
node | 2323921750 | 49.8121 | 9.7242 | wind_turbine | wind | generator | 2.4 MW | horizontal_axis | Nordex | Nordex SE N117 | Airwin Windfarmer |  |  | 2013 |  |  | NX 82858 |  |  |  |  | 141 | 117 | [16 empty] | output
node | 2363804362 | 49.572 | 9.6346 | wind_turbine | wind | generator | 1.8 MW | Enercon_E-66/18.70 | Enercon | E-66/18.70
node | 2390662003 | 49.6557 | 9.3268 |  | wind | generator | [6 empty] | survey | [27 empty] | Windkraftanlage
node | 2390662008 | 49.6588 | 9.326 |  | wind | generator | [5 empty] | NX 82853 | survey | [27 empty] | Windkraftanlage
node | 2390662012 | 49.6685 | 9.342 |  | wind | generator | [6 empty] | survey | [27 empty] | Windkraftanlage
node | 2390662016 | 49.6716 | 9.3348 |  | wind | generator | [5 empty] | NX 82855 | survey | [27 empty] | Windkraftanlage
node | 2390662020 | 49.6749 | 9.3343 |  | wind | generator | [5 empty] | NX 82856 | survey | [27 empty] | Windkraftanlage
node | 2391975269 | 49.5347 | 9.3997 | wind_turbine | wind | generator | 3200 kW | horizontal_axis | Senvion | 3.2M114 | [5 empty] | 143 m | WKA 5 |  |  |  |  | 200 | 114 m
node | 2421263828 | 49.5292 | 9.3757 | wind_turbine | wind | generator | yes | horizontal_axis
node | 2421263959 | 49.5458 | 9.4018 | wind_turbine | wind | generator | 3200 kW | horizontal_axis | Senvion | 3.2M114 | [5 empty] | 143 m | WKA 1 |  |  |  |  | 200 | 114 m
node | 2421263960 | 49.5407 | 9.3841 | wind_turbine | wind | generator | 3200 kW | horizontal_axis | Senvion | 3.2M114 | [5 empty] | 143 m | WKA 4 |  |  |  |  | 200 | 114 m
node | 2421263961 | 49.541 | 9.3976 | wind_turbine | wind | generator | 3200 kW | horizontal_axis | Senvion | 3.2M114 | [5 empty] | 143 m | WKA 2 |  |  |  |  | 200 | 114 m
node | 2421263962 | 49.5381 | 9.4008 | wind_turbine | wind | generator | 3200 kW | horizontal_axis | Senvion | 3.2M114 | [5 empty] | 143 m | WKA 3 |  |  |  |  | 200 | 114 m
node | 2431132511 | 46.894 | 9.5386 | wind_turbine | wind | generator | 3 MW | horizontal_axis | Vestas Wind Systems A/S | V112-3.0 MW | Calandawind |  |  | 2012 | [7 empty] | 119 | 112 | https://www.calandawind.ch |  | 50
node | 2468513133 | 48.569 | 9.9419 | wind_turbine | wind | generator | 2 MW | wind_turbine |  |  |  | V-45379
node | 2511560687 | 49.3894 | 9.5378 | wind_turbine | wind | generator | 2.0 MW | horizontal_axis | REpower | MM 92 |  |  |  | 2007-09-29 |  | 100 | [5 empty] | 192.5 | 92.5
node | 2592111531 | 49.1393 | 9.9947 |  | wind | generator |  | horizontal_axis
node | 2592555137 | 48.4708 | 9.8817 | wind_turbine | wind | generator | 2.4 MW | horizontal_axis | Nordex SE | N117 | Planet energy Windpark Tomerdingen GmbH & Co. KG | NX 82860 |  | 2013 |  |  | Windpark Tomerdingen |  |  |  |  | 141 | 117 | https://green-planet-energy.de/kraftwerke/kraftwerksbau/windpark-tomerdingen |  | 50 | [15 empty] | https://green-planet-energy.de/kraftwerke/kraftwerksbau/windpark-tomerdingen | 20000
node | 2592555138 | 48.4731 | 9.8767 | wind_turbine | wind | generator | 2.4 MW | horizontal_axis | Nordex SE | N117 | Planet energy Windpark Tomerdingen GmbH & Co. KG | NX 82861 |  | 2013 |  |  | Windpark Tomerdingen |  |  |  |  | 141 | 117 | https://green-planet-energy.de/kraftwerke/kraftwerksbau/windpark-tomerdingen |  | 50 | [15 empty] | https://green-planet-energy.de/kraftwerke/kraftwerksbau/windpark-tomerdingen | 20000
node | 2592555139 | 48.4665 | 9.8723 | wind_turbine | wind | generator | 2.4 MW | horizontal_axis | Nordex SE | N117 | Planet energy Windpark Tomerdingen GmbH & Co. KG | NX 82862 |  | 2013 |  |  | Windpark Tomerdingen |  |  |  |  | 141 | 117 | https://green-planet-energy.de/kraftwerke/kraftwerksbau/windpark-tomerdingen |  | 50 | [15 empty] | https://green-planet-energy.de/kraftwerke/kraftwerksbau/windpark-tomerdingen | 20000
node | 2663541060 | 49.1829 | 9.9023 | wind_turbine | wind | generator | 1500 kW | horizontal_axis | Senvion | MD77 |  |  |  | 12.09.2006 |  | 85 m | [5 empty] | 120 | 77 m
node | 2663541061 | 49.193 | 9.8951 | wind_turbine | wind | generator | 2000 kW | horizontal_axis | Senvion | MM92 |  |  |  | 17.12.2007 |  | 80 m | [5 empty] | 125 | 92 m
node | 2709584099 | 44.7078 | 9.6234 | wind_turbine | wind | generator | [10 empty] | pala eolica
node | 2719465661 | 48.0365 | 9.9512 |  | wind | generator
node | 2774913589 | 49.733 | 9.7008 | wind_turbine | wind | generator | 600 kW | horizontal_axis | [13 empty] | 87
node | 2809310144 | 48.0767 | 9.3592 |  | wind | generator
node | 2912451501 | 49.7102 | 9.7719 | wind_turbine | wind | generator
node | 2912452227 | 49.7088 | 9.7668 | wind_turbine | wind | generator
node | 2951516957 | 49.826 | 9.8213 | wind_turbine | wind | generator
node | 2989745248 | 49.2387 | 9.8695 |  | wind | generator
node | 3016622696 | 49.0028 | 9.8064 | wind_turbine | wind | generator | 3400 kW | horizontal_axis | General Electric | GE 3.4 137 | Naturstromspeicher GmbH | WEA 3 |  | 2017 | [7 empty] | 178 | 137
node | 3138043854 | 49.3598 | 9.4415 |  | wind | generator
node | 3138861049 | 49.6495 | 9.407 | wind_turbine | wind | generator
node | 3140149301 | 48.6263 | 9.9271 | wind_turbine | wind | generator | 1300 kW | wind_turbine |  |  |  | AN 1300-734 |  | 01.08.2002 | [7 empty] | 68
node | 3191463835 | 40.8972 | 9.0253 | wind_turbine | wind | generator | yes | horizontal_axis
node | 3191463841 | 40.8989 | 9.0261 | wind_turbine | wind | generator | yes | horizontal_axis
node | 3191463850 | 40.9006 | 9.0276 | wind_turbine | wind | generator | yes | horizontal_axis
node | 3191463851 | 40.901 | 9.0376 | wind_turbine | wind | generator | yes | horizontal_axis
node | 3191463859 | 40.9033 | 9.0296 | wind_turbine | wind | generator | yes | horizontal_axis
node | 3191463865 | 40.9069 | 9.0182 | wind_turbine | wind | generator | yes | horizontal_axis
node | 3191463871 | 40.9076 | 9.0267 | wind_turbine | wind | generator | yes | horizontal_axis
node | 3191463883 | 40.9081 | 9.0175 | wind_turbine | wind | generator | yes | horizontal_axis
node | 3191463890 | 40.9089 | 9.0276 | wind_turbine | wind | generator | yes | horizontal_axis
node | 3191463896 | 40.9099 | 9.0268 | wind_turbine | wind | generator | yes | horizontal_axis
node | 3191463898 | 40.91 | 9.0206 | wind_turbine | wind | generator | yes | horizontal_axis
node | 3191463904 | 40.9108 | 9.026 | wind_turbine | wind | generator | yes | horizontal_axis
node | 3191463908 | 40.9113 | 9.0204 | wind_turbine | wind | generator | yes | horizontal_axis
node | 3191463917 | 40.9118 | 9.025 | wind_turbine | wind | generator | yes | horizontal_axis
node | 3191463937 | 40.9135 | 9.0257 | wind_turbine | wind | generator | yes | horizontal_axis
node | 3225553252 | 49.1957 | 9.8929 | wind_turbine | wind | generator | 3050 kW | horizontal_axis | Enercon | E-101 |  |  |  | 28.07.2014 |  | 149 m | [5 empty] | 200 | 101 m
node | 3250666791 | 49.0988 | 9.4337 | wind_turbine | wind | generator | 2.35 MW | horizontal_axis | Enercon | E-92 | Kruck und Partner | 920551 |  |  |  | 138 | Windrad Horkenberg 2 |  |  |  |  | 185 | [7 empty] | 530
node | 3282734222 | 49.6493 | 9.4017 | wind_turbine | wind | generator
node | 3422361398 | 49.9221 | 9.911 |  | wind | generator |  |  | Vestas | V112 | Bürgerwindenergie Retzstadt GmbH & Co. KG |  |  | 2014
node | 3422361399 | 49.9235 | 9.905 |  | wind | generator |  |  | Vestas | V112 | Bürgerwindenergie Retzstadt GmbH & Co. KG |  |  | 2014
node | 3422361400 | 49.9266 | 9.9043 |  | wind | generator |  |  | Vestas | V112 | Bürgerwindenergie Retzstadt GmbH & Co. KG |  |  | 2014
node | 3422361401 | 49.9304 | 9.9035 |  | wind | generator |  |  | Vestas | V112 | Bürgerwindenergie Retzstadt GmbH & Co. KG |  |  | 2014
node | 3422361402 | 49.9262 | 9.897 |  | wind | generator |  |  | Vestas | V112 | Bürgerwindenergie Retzstadt GmbH & Co. KG |  |  | 2014
node | 3482539257 | 48.1441 | 9.6442 |  | wind | generator
node | 3524720094 | 49.7001 | 9.3674 | wind_turbine | wind | generator
node | 3524731093 | 49.6998 | 9.3719 | wind_turbine | wind | generator
node | 3573696767 | 49.6827 | 9.4894 |  | wind | generator
node | 3573696768 | 49.6816 | 9.4927 |  | wind | generator
node | 3573701593 | 49.6792 | 9.4927 |  | wind | generator
node | 3573701594 | 49.6774 | 9.4939 | wind_turbine | wind | generator
node | 3650284281 | 49.4821 | 9.9689 | wind_turbine | wind | generator
node | 3708475184 | 44.4247 | 9.6184 | wind_turbine | wind | generator |  | vertical_axis
node | 3708475185 | 44.4245 | 9.6205 | wind_turbine | wind | generator |  | vertical_axis
node | 3708475186 | 44.4226 | 9.6224 | wind_turbine | wind | generator |  | vertical_axis
node | 3736273560 | 49.6516 | 9.5559 |  | wind | generator | [37 empty] | yes
node | 3736273561 | 49.6535 | 9.552 |  | wind | generator | [37 empty] | yes
node | 3736273562 | 49.6544 | 9.542 |  | wind | generator | [37 empty] | yes
node | 3736273567 | 49.6578 | 9.5548 |  | wind | generator | [10 empty] | Windpark Külsheim | [26 empty] | yes
node | 3758647072 | 49.2848 | 9.4165 | wind_turbine | wind | generator | 3.2 MW | horizontal_axis | Enercon | E-115 | ZEAG Erneuerbare Energien GmbH |  |  | 2015 | [7 empty] | 149 | 115.7 | [5 empty] | Q136027
node | 3758647073 | 49.2887 | 9.4407 | wind_turbine | wind | generator | 3.2 MW | horizontal_axis | Enercon | E-115 | ZEAG Erneuerbare Energien GmbH |  |  | 2015 | [7 empty] | 149 | 115.7 | [5 empty] | Q136027
node | 3758647074 | 49.2902 | 9.4346 | wind_turbine | wind | generator | 3.2 MW | horizontal_axis | Enercon | E-115 | ZEAG Erneuerbare Energien GmbH |  |  | 2015 | [7 empty] | 149 | 115.7 | [5 empty] | Q136027
node | 3758647075 | 49.2912 | 9.4444 | wind_turbine | wind | generator | 3.2 MW | horizontal_axis | Enercon | E-115 | ZEAG Erneuerbare Energien GmbH |  |  | 2015 | [7 empty] | 149 | 115.7 | [5 empty] | Q136027
node | 3758647076 | 49.2917 | 9.4225 | wind_turbine | wind | generator | 3.2 MW | horizontal_axis | Enercon | E-115 | ZEAG Erneuerbare Energien GmbH |  |  | 2015 | [7 empty] | 149 | 115.7 | [5 empty] | Q136027
node | 3758647077 | 49.2922 | 9.4399 | wind_turbine | wind | generator | 3.2 MW | horizontal_axis | Enercon | E-115 | ZEAG Erneuerbare Energien GmbH |  |  | 2015 | [7 empty] | 149 | 115.7 | [5 empty] | Q136027
node | 3758647078 | 49.2924 | 9.4293 | wind_turbine | wind | generator | 3.2 MW | horizontal_axis | Enercon | E-115 | ZEAG Erneuerbare Energien GmbH |  |  | 2015 | [7 empty] | 149 | 115.7 | [5 empty] | Q136027
node | 3758647079 | 49.2944 | 9.4128 | wind_turbine | wind | generator | 3.2 MW | horizontal_axis | Enercon | E-115 | ZEAG Erneuerbare Energien GmbH |  |  | 2015 | [7 empty] | 149 | 115.7 | [5 empty] | Q136027
node | 3758647080 | 49.2954 | 9.4208 | wind_turbine | wind | generator | 3.2 MW | horizontal_axis | Enercon | E-115 | ZEAG Erneuerbare Energien GmbH |  |  | 2015 | [7 empty] | 149 | 115.7 | [5 empty] | Q136027
node | 3758647081 | 49.297 | 9.4106 | wind_turbine | wind | generator | 3.2 MW | horizontal_axis | Enercon | E-115 | ZEAG Erneuerbare Energien GmbH |  |  | 2015 | [7 empty] | 149 | 115.7 | [5 empty] | Q136027
node | 3758647121 | 49.3007 | 9.3933 | wind_turbine | wind | generator | 3.2 MW | horizontal_axis | Enercon | E-115 | ZEAG Erneuerbare Energien GmbH |  |  | 2015 | [7 empty] | 149 | 115.7 | [5 empty] | Q136027
node | 3758647123 | 49.3009 | 9.3886 | wind_turbine | wind | generator | 3.2 MW | horizontal_axis | Enercon | E-115 | ZEAG Erneuerbare Energien GmbH |  |  | 2015 | [7 empty] | 149 | 115.7 | [5 empty] | Q136027
node | 3758647727 | 49.3013 | 9.4066 | wind_turbine | wind | generator | 3.2 MW | horizontal_axis | Enercon | E-115 | ZEAG Erneuerbare Energien GmbH |  |  | 2015 | [7 empty] | 149 | 115.7 | [5 empty] | Q136027
node | 3758647730 | 49.3014 | 9.4004 | wind_turbine | wind | generator | 3.2 MW | horizontal_axis | Enercon | E-115 | ZEAG Erneuerbare Energien GmbH |  |  | 2015 | [7 empty] | 149 | 115.7 | [5 empty] | Q136027
node | 3787635432 | 48.869 | 9.8685 | wind_turbine | wind | generator | 2.4 MW | horizontal_axis | Nordex | Nordex N117/2400 | W-I-N-D Energien |  |  | 23.03.2016 |  |  | WEA 3 |  |  |  |  | 200
node | 3787635433 | 48.8729 | 9.8743 | wind_turbine | wind | generator | 2.4 MW | horizontal_axis | Nordex | Nordex N117/2400 | W-I-N-D Energien |  |  | 30.03.2016 |  |  | WEA 1 |  |  |  |  | 200
node | 3791243624 | 48.8726 | 9.8669 | wind_turbine | wind | generator | 2.4 MW | horizontal_axis | Nordex | Nordex N117/2400 | W-I-N-D Energien |  |  | 21.03.2016 |  |  | WEA 2 |  |  |  |  | 200 | 117
node | 3896505280 | 49.2312 | 9.8326 | wind_turbine | wind | generator | 1 MW | horizontal_axis | Fuhrländer | FL 1000 | Bürgerwindpark Hohenlohe | [5 empty] | Nesselbach
node | 3896505281 | 49.2367 | 9.8382 | wind_turbine | wind | generator | 1 MW |  | Fuhrländer | FL 1000 | Bürgerwindpark Hohenlohe | [5 empty] | Nesselbach
node | 3933052214 | 49.4393 | 9.9039 | wind_turbine | wind | generator
node | 3993275968 | 49.0405 | 9.8029 | wind_turbine | wind | generator | 3.3 MW | horizontal_axis | Vestas Wind Systems A/S | Vestas V126-3.3MW | Stadtwerke Schwäbisch Hall GmbH | Obersontheim 2 |  | 2015 |  | 137 | [6 empty] | 126
node | 3993298620 | 49.0447 | 9.7954 | wind_turbine | wind | generator | 3.3 MW | horizontal_axis | Vestas Wind Systems A/S | Vestas V126-3.3MW | Stadtwerke Schwäbisch Hall GmbH | Gaildorf 2 |  | 2015 |  | 137 | [6 empty] | 126
node | 3993298621 | 49.0483 | 9.7976 | wind_turbine | wind | generator | 3.3 MW | horizontal_axis | Vestas Wind Systems A/S | Vestas V126-3.3MW | Stadtwerke Schwäbisch Hall GmbH | Gaildorf 1 |  | 2015 |  | 137 | [6 empty] | 126
node | 3993298622 | 49.0537 | 9.7953 | wind_turbine | wind | generator | 3.3 MW | horizontal_axis | Vestas Wind Systems A/S | Vestas V126-3.3MW | Stadtwerke Schwäbisch Hall GmbH | Michelbach 4 |  | 2015 |  | 137 | [6 empty] | 126
node | 3993298623 | 49.0544 | 9.7853 | wind_turbine | wind | generator | 3.3 MW | horizontal_axis | Vestas Wind Systems A/S | Vestas V126-3.3MW | Stadtwerke Schwäbisch Hall GmbH | Michelbach 5 |  | 2015 |  | 137 | [6 empty] | 126
node | 3993298624 | 49.0567 | 9.7934 | wind_turbine | wind | generator | 3.3 MW | horizontal_axis | Vestas Wind Systems A/S | Vestas V126-3.3MW | Stadtwerke Schwäbisch Hall GmbH | Michelbach 3 |  | 2015 |  | 137 | [6 empty] | 126
node | 3993298625 | 49.0592 | 9.7884 | wind_turbine | wind | generator | 3.3 MW | horizontal_axis | Vestas Wind Systems A/S | Vestas V126-3.3MW | Stadtwerke Schwäbisch Hall GmbH | Michelbach 2 |  | 2015 |  | 137 | [6 empty] | 126
node | 4060163582 | 49.4147 | 9.4922 | wind_turbine | wind | generator | 2.5 MW |  | General Electric Company | GE 2.5 -120 |  |  |  | 2015-08-19 |  | 139 | [5 empty] | 199 | 120 | [21 empty] | 2020
node | 4060163583 | 49.4151 | 9.4859 | wind_turbine | wind | generator | 2.5 MW |  | General Electric Company | GE 2.5 -120 |  |  |  | 2015-08-19 |  | 139 | [5 empty] | 199 | 120 | [21 empty] | 2020
node | 4060163584 | 49.4181 | 9.4835 | wind_turbine | wind | generator | 2.5 MW |  | General Electric Company | GE 2.5 -120 |  |  |  | 2015-08-19 |  | 139 | [5 empty] | 199 | 120 | [21 empty] | 2020
node | 4060163585 | 49.4185 | 9.4912 | wind_turbine | wind | generator | 2.5 MW |  | General Electric Company | GE 2.5 -120 |  |  |  | 2015-08-19 |  | 139 | [5 empty] | 199 | 120 | [21 empty] | 2020
node | 4101853906 | 48.9918 | 9.812 | wind_turbine | wind | generator | 3400 kW | horizontal_axis | General Electric | GE 3.4 137 | Naturstromspeicher GmbH | WEA 5 |  | 2017 | [7 empty] | 178 | 137
node | 4101853907 | 48.9971 | 9.8098 | wind_turbine | wind | generator | 3400 kW | horizontal_axis | General Electric | GE 3.4 137 | Naturstromspeicher GmbH | WEA 4 |  | 2017 | [7 empty] | 178 | 137
node | 4101853908 | 49.0103 | 9.7962 | wind_turbine | wind | generator | 3400 kW | horizontal_axis | General Electric | GE 3.4 137 | Naturstromspeicher GmbH | WEA 2 | https://skyscraperpage.com/cities/?buildingID=146588 | 2017 | without storage | [6 empty] | 155 | 137
node | 4207150491 | 48.1196 | 9.6503 |  | wind | generator
node | 4219411555 | 49.327 | 9.5923 | wind_turbine | wind | generator |  |  |  |  | Bürgerwindpark Hohenlohe Verwaltungs-GmbH
node | 4219411556 | 49.33 | 9.5899 | wind_turbine | wind | generator |  | horizontal_axis |  |  | Bürgerwindpark Weissbach | Anlage#1 |  |  |  |  | V211463 |  |  | File:Tree and turbine II (32049339106).jpg
node | 4219411557 | 49.3326 | 9.601 | wind_turbine | wind | generator |  |  |  |  | Bürgerwindpark Weissbach | V211464 |  |  |  |  | WEA 2
node | 4219411558 | 49.3285 | 9.5997 | wind_turbine | wind | generator |  |  |  |  | Bürgerwindpark Hohenlohe Verwaltungs-GmbH
node | 4300858087 | 49.7395 | 9.1024 | wind_turbine | wind | generator | 3300 kW | horizontal_axis | Vestas | V126/3.3MW | whs Gesellschaft für Energietechnik mbH & Co. Windpark Giebelsberg KG | V209036 |  | 2015-12-30 |  | 137 | [6 empty] | 126
node | 4413909097 | 49.756 | 9.3567 | wind_turbine | wind | generator | 2400 kW |  |  |  | MVV | [5 empty] | WEA 5 |  |  |  |  | 141 | [15 empty] | Nordex
node | 4413909098 | 49.7598 | 9.3507 | wind_turbine | wind | generator | 2400 kW |  |  |  | MVV | [5 empty] | WEA 7 |  |  |  | N-117 | 141 | 117 | [14 empty] | Nordex
node | 4413974780 | 49.7533 | 9.3783 | wind_turbine | wind | generator | 2400 kW |  |  |  | MVV | [5 empty] | WEA 1 |  |  |  |  | 141 | 117 | [14 empty] | Nordex
node | 4413974781 | 49.7528 | 9.3859 | wind_turbine | wind | generator | 2400 kW |  |  |  | MVV | [5 empty] | WEA 2 |  |  |  |  | 141 | 117 | [14 empty] | Nordex
node | 4413974782 | 49.7586 | 9.3736 | wind_turbine | wind | generator | 2400 kW |  |  |  | MVV | [5 empty] | WEA 3 |  |  |  |  | 141 | 117 | [14 empty] | Nordex
node | 4413974783 | 49.7576 | 9.3652 | wind_turbine | wind | generator | 2400 kW |  |  |  | MVV | [5 empty] | WEA 4 |  |  |  |  | 141 | [15 empty] | Nordex
node | 4413974784 | 49.7598 | 9.3601 | wind_turbine | wind | generator | 2400 kW |  |  |  | MVV | [5 empty] | WEA 6 |  |  |  |  | 141 | [15 empty] | Nordex
node | 4459777538 | 49.1793 | 9.968 | wind_turbine | wind | generator | [5 empty] | V 210542
node | 4675545554 | 49.2211 | 9.8243 | wind_turbine | wind | generator | 3000 kW | horizontal_axis | Enercon | E-115 | ZEAG Erneuerbare Energie |  |  | 21-12-2016 | out of service | 149 m | ORL 6 |  |  |  |  | 207 | 115 m
node | 4728577283 | 44.3751 | 9.7847 | wind_turbine | wind | generator |  | vertical_axis
node | 4767722295 | 48.2963 | 9.5315 | wind_turbine | wind | generator
node | 4863672854 | 48.4771 | 9.8623 | wind_turbine | wind | generator | 2.4 MW | horizontal_axis | Nordex | N117 | Windpark Tomerdingen-Bermaringen GmbH | NX 85292 |  | 2017 | [7 empty] | 141 | 117
node | 4875827408 | 48.4695 | 9.8557 | wind_turbine | wind | generator | 2.4 MW | horizontal_axis | Nordex | N117 | Windpark Tomerdingen-Bermaringen GmbH | NX 85294 |  | 2017 | [7 empty] | 141 | 117
node | 4875827409 | 48.4703 | 9.8769 | wind_turbine | wind | generator | 2.4 MW | horizontal_axis | Nordex | N117 | Windpark Tomerdingen-Bermaringen GmbH | NX 85293 |  | 2017 | [7 empty] | 141 | 117
node | 4924797053 | 49.1861 | 9.9389 | wind_turbine | wind | generator | [5 empty] | V 210546
node | 4924797054 | 49.1855 | 9.9299 | wind_turbine | wind | generator | [5 empty] | V 210545
node | 4924801627 | 49.1905 | 9.949 | wind_turbine | wind | generator | [5 empty] | V 210544
node | 4924801629 | 49.1871 | 9.9468 | wind_turbine | wind | generator | [5 empty] | V 210547
node | 4924836768 | 49.1884 | 9.964 | wind_turbine | wind | generator | [5 empty] | V 210549
node | 4924836769 | 49.1842 | 9.9684 | wind_turbine | wind | generator | [5 empty] | V 210543
node | 4924842118 | 49.1819 | 9.9605 | wind_turbine | wind | generator | [39 empty] | ref
node | 4990070356 | 49.7435 | 9.7411 |  | wind | generator
node | 4990070357 | 49.7415 | 9.7333 |  | wind | generator
node | 4990070358 | 49.7379 | 9.7286 |  | wind | generator
node | 4990070364 | 49.732 | 9.704 | wind_turbine | wind | generator | 2300 kW | horizontal_axis | Enercon | E-82 | [5 empty] | 138 m | 825164 |  |  |  |  | 180 | 82
node | 4994671521 | 49.2784 | 9.8815 | wind_turbine | wind | generator |  | vertical_axis | Vestas | V126 | EnBW Energie Baden-Württemberg AG | V 218658 |  | 2018-02 |  |  | V 218658 - Lb15
node | 4994671533 | 49.2779 | 9.8925 | wind_turbine | wind | generator |  | vertical_axis | Vestas | V126 | EnBW Energie Baden-Württemberg AG | V 218657 |  | 2018-02 |  |  | V 218657 - Lb14
node | 4994671534 | 49.2746 | 9.8938 | wind_turbine | wind | generator |  | vertical_axis | Vestas | V126 | EnBW Energie Baden-Württemberg AG | V 218659 |  | 2018-02 |  |  | V 218659 - Lb17
node | 4994671535 | 49.2721 | 9.8892 | wind_turbine | wind | generator |  | vertical_axis | Vestas | V126 | EnBW Energie Baden-Württemberg AG | V 218662 |  | 2018-02 |  |  | V 218662 - Lb16
node | 4994671562 | 49.2813 | 9.8884 | wind_turbine | wind | generator |  | vertical_axis | Vestas | V126 | EnBW Energie Baden-Württemberg AG | V 218656 |  | 2018-02 |  |  | V 218656 - Lb12
node | 4994671568 | 49.2885 | 9.8803 | wind_turbine | wind | generator |  | vertical_axis | Vestas | V126 | EnBW Energie Baden-Württemberg AG | V 218661 |  | 2018-02 |  |  | V 218661 - Lb09
node | 4994671569 | 49.2853 | 9.8814 | wind_turbine | wind | generator |  | vertical_axis | Vestas | V126 | EnBW Energie Baden-Württemberg AG | V 218654 |  | 2018-02 |  |  | V 218654 - Lb10
node | 4994671570 | 49.2818 | 9.8804 | wind_turbine | wind | generator |  | vertical_axis | Vestas | V126 | EnBW Energie Baden-Württemberg AG | V 218655 |  | 2018-02 |  |  | V 218655 - Lb11
node | 4994671571 | 49.2777 | 9.8717 | wind_turbine | wind | generator |  | vertical_axis | Vestas | V126 | EnBW Energie Baden-Württemberg AG | V 218651 |  | 2018-02 |  |  | V 218651 - Lb02
node | 4994671572 | 49.2766 | 9.8637 | wind_turbine | wind | generator |  | vertical_axis | Vestas | V126 | EnBW Energie Baden-Württemberg AG | V 218652 |  | 2018-02 |  |  | V 218652 - Lb03
node | 4994671581 | 49.2712 | 9.8676 | wind_turbine | wind | generator |  | vertical_axis | Vestas | V126 | EnBW Energie Baden-Württemberg AG | V 218660 |  | 2018-02 |  |  | V 218660 - Lb05
node | 4994671582 | 49.2731 | 9.8773 | wind_turbine | wind | generator |  | vertical_axis | Vestas | V126 | EnBW Energie Baden-Württemberg AG | V 218653 |  | 2018-02 |  |  | V 218653 - Lb07
node | 4994687554 | 49.0833 | 9.6413 | wind_turbine | wind | generator |  | vertical_axis | [5 empty] | 2017
node | 4994687555 | 49.0806 | 9.6457 | wind_turbine | wind | generator |  | vertical_axis | [5 empty] | 2017
node | 4994687556 | 49.0797 | 9.6373 | wind_turbine | wind | generator |  | vertical_axis | [5 empty] | 2017
node | 4994687557 | 49.1008 | 9.6427 | wind_turbine | wind | generator |  | vertical_axis | [5 empty] | 2017
node | 4994687558 | 49.0889 | 9.6401 | wind_turbine | wind | generator |  | vertical_axis | [5 empty] | 2017
node | 4996146291 | 49.7399 | 9.7242 |  | wind | generator | 2.4 MW
node | 5004291497 | 49.7395 | 9.7122 | wind_turbine | wind | generator | 2.5 MW |  | Nordex | N100 | ENGIE Deutschland GmbH | [5 empty] | NX82068 |  |  |  |  | 140 | 100
node | 5004291498 | 49.7437 | 9.7066 | wind_turbine | wind | generator | 2.5 MW |  | Nordex | N100 | ENGIE Deutschland GmbH | [5 empty] | NX82066 |  |  |  |  | 140 | 100
node | 5004291507 | 49.7439 | 9.698 | wind_turbine | wind | generator | 2.5 MW |  | Nordex | N100 | ENGIE Deutschland GmbH | [5 empty] | NX82065 |  |  |  |  | 140 | 100
node | 5004291514 | 49.7353 | 9.7036 | wind_turbine | wind | generator | 3 MW | horizontal_axis | Enercon | E-115 | [5 empty] | 149 m | 1150287 |  |  |  |  | 207 | 115
node | 5028590549 | 49.2385 | 9.8061 | wind_turbine | wind | generator | 3000 kW | horizontal_axis | Enercon | E-115 | ZEAG Erneuerbare Energie |  |  | 01.12.2016 |  | 149 m | ZOT 4 |  |  |  |  | 207 | 115 m
node | 5028590550 | 49.2415 | 9.8103 | wind_turbine | wind | generator | 3000 kW | horizontal_axis | Enercon | E-115 | ZEAG Erneuerbare Energie |  |  | 12.12.2016 |  | 149 m | ZOT 2 |  |  |  |  | 207 | 115 m
node | 5028590551 | 49.2413 | 9.8168 | wind_turbine | wind | generator | 3000 kW | horizontal_axis | Enercon | E-115 | ZEAG Erneuerbare Energie |  |  | 29.12.2016 |  | 149 m | ZOT 3 |  |  |  |  | 207 | 115 m
node | 5028590552 | 49.2444 | 9.8147 | wind_turbine | wind | generator | 3000 kW | horizontal_axis | Enercon | E-115 | ZEAG Erneuerbare Energie |  |  | 15.11.2016 |  | 149 m | ZOT 1 |  |  |  |  | 207 | 115 m
node | 5123972221 | 49.0187 | 9.9714 | wind_turbine | wind | generator | 3300 kW | horizontal_axis | Vestas | V126 | EnBW |  |  | 04.05.2017 |  | 149 m | WEA 4 |  |  |  |  | 212 | 126 m
node | 5123972222 | 49.0242 | 9.978 | wind_turbine | wind | generator | 3300 kW | horizontal_axis | Vestas | V126 | EnBW |  |  | 17.05.2017 |  | 149 m | WEA 2 |  |  |  |  | 212 | 126 m
node | 5123972226 | 49.0266 | 9.9683 | wind_turbine | wind | generator | 3300 kW | horizontal_axis | Vestas | V126 | EnBW |  |  | 15.05.2017 |  | 149 m | WEA 1 |  |  |  |  | 212 | 126 m
node | 5123972228 | 49.0217 | 9.9686 | wind_turbine | wind | generator | 3300 kW | horizontal_axis | Vestas | V126 | EnBW |  |  | 04.05.2017 |  | 149 m | WEA 3 |  |  |  |  | 212 | 126 m
node | 5175973853 | 48.7784 | 9.4665 | wind_turbine | wind | generator | 3.3 MW | horizontal_axis | Nordex | N131 | EnBW Energie Baden-Württemberg AG |  |  |  |  | 164 | [6 empty] | 131 | [5 empty] | Q644304
node | 5175973854 | 48.7758 | 9.4716 | wind_turbine | wind | generator | 3.3 MW | horizontal_axis | Nordex | N131 | EnBW Energie Baden-Württemberg AG |  |  |  |  | 164 | [6 empty] | 131 | [5 empty] | Q644304
node | 5175973855 | 48.7718 | 9.4757 | wind_turbine | wind | generator | 3.3 MW | horizontal_axis | Nordex | N131 | EnBW Energie Baden-Württemberg AG |  |  |  |  | 164 | [6 empty] | 131 | [5 empty] | Q644304
node | 5222976976 | 49.5947 | 9.5147 | wind_turbine | wind | generator
node | 5222989228 | 49.5963 | 9.5124 | wind_turbine | wind | generator
node | 5237606207 | 49.5485 | 9.5732 | wind_turbine | wind | generator | 2750 kW | horizontal_axis | [5 empty] | 31.05.2017 | [7 empty] | 199
node | 5237607831 | 49.5458 | 9.5765 | wind_turbine | wind | generator | 2750 kW | horizontal_axis | [5 empty] | 31.05.2017 | [7 empty] | 199
node | 5237610654 | 49.5512 | 9.5705 | wind_turbine | wind | generator | 2750 kW | horizontal_axis | [5 empty] | 31.05.2017 | [7 empty] | 199
node | 5237616134 | 49.5411 | 9.5789 | wind_turbine | wind | generator | 2750 kW | horizontal_axis | [5 empty] | 31.05.2017 | [7 empty] | 199
node | 5237642870 | 49.5458 | 9.6589 | wind_turbine | wind | generator | 3.05 MW | horizontal_axis | Enercon | [7 empty] | E-101 |  |  |  |  | 135 | [7 empty] | 361
node | 5246767082 | 49.4622 | 9.5068 | wind_turbine | wind | generator | 2750 kW | horizontal_axis |  |  |  | GE-27161851 | [9 empty] | 199
node | 5246781121 | 49.4656 | 9.5125 | wind_turbine | wind | generator | 2750 kW | horizontal_axis |  |  |  | GE-27161850 | [9 empty] | 199
node | 5246876130 | 49.47 | 9.5862 | wind_turbine | wind | generator | [5 empty] | GE-28150179
node | 5248348121 | 49.4743 | 9.5865 | wind_turbine | wind | generator | [5 empty] | 1150418
node | 5248352557 | 49.4753 | 9.5785 | wind_turbine | wind | generator | [5 empty] | 1150417
node | 5248356467 | 49.4809 | 9.5774 | wind_turbine | wind | generator | [5 empty] | 115045
node | 5248363298 | 49.4788 | 9.5799 | wind_turbine | wind | generator | [5 empty] | 1150416
node | 5248363629 | 49.4788 | 9.5718 | wind_turbine | wind | generator | [5 empty] | GE-28150176
node | 5248365895 | 49.4762 | 9.5734 | wind_turbine | wind | generator | [5 empty] | GE-28150177
node | 5248370603 | 49.4832 | 9.5688 | wind_turbine | wind | generator | [5 empty] | NX 85253
node | 5248769146 | 49.5077 | 9.5706 | wind_turbine | wind | generator
node | 5248801801 | 49.4878 | 9.561 | wind_turbine | wind | generator | [5 empty] | GE 28150175
node | 5303972832 | 47.8655 | 9.3006 | wind_turbine | wind | generator | 3 MW | horizontal_axis | Vensys | VS120 | VenSol | VS170 |  | 2017-03 |  |  | VS 170 |  |  |  |  | 140 | 120
node | 5303972833 | 47.8689 | 9.2993 | wind_turbine | wind | generator | 3 MW | horizontal_axis | Vensys | VS120 | VenSol | VS 169 |  | 2017-03 |  |  | VS 169 |  |  |  |  | 140 | 120
node | 5303972834 | 47.8624 | 9.3007 | wind_turbine | wind | generator | 3 MW | wind_turbine | Vensys | VS120 | VenSol | VS171 |  | 2017-03 |  |  | VS 171 |  |  |  |  | 140 | 120
node | 5314556278 | 49.6022 | 9.615 | wind_turbine | wind | generator | [5 empty] | V220016
node | 5338756563 | 49.9062 | 9.1403 | wind_turbine | wind | generator |  | horizontal_axis
node | 5343065873 | 49.6599 | 9.551 |  | wind | generator
node | 5416195167 | 44.423 | 9.6199 | wind_turbine | wind | generator |  | vertical_axis
node | 5416195168 | 44.4236 | 9.6188 | wind_turbine | wind | generator |  | vertical_axis
node | 5459247457 | 40.9206 | 9.0094 | wind_turbine | wind | generator | yes | horizontal_axis
node | 5459247458 | 40.9216 | 9.009 | wind_turbine | wind | generator | yes | horizontal_axis
node | 5459247459 | 40.9226 | 9.0081 | wind_turbine | wind | generator | yes | horizontal_axis
node | 5459247460 | 40.9237 | 9.0072 | wind_turbine | wind | generator | yes | horizontal_axis
node | 5459247461 | 40.9248 | 9.0068 | wind_turbine | wind | generator | yes | horizontal_axis
node | 5459247462 | 40.9262 | 9.0061 | wind_turbine | wind | generator | yes | horizontal_axis
node | 5459247463 | 40.9272 | 9.0053 | wind_turbine | wind | generator | yes | horizontal_axis
node | 5459247464 | 40.9283 | 9.0034 | wind_turbine | wind | generator | yes | horizontal_axis
node | 5459247465 | 40.9297 | 9.0029 | wind_turbine | wind | generator | yes | horizontal_axis
node | 5459247466 | 40.9314 | 9.0021 | wind_turbine | wind | generator | yes | horizontal_axis
node | 5459247467 | 40.9329 | 9.0002 | wind_turbine | wind | generator | yes | horizontal_axis
node | 5459247468 | 40.9341 | 9.0002 | wind_turbine | wind | generator | yes | horizontal_axis
node | 5459247469 | 40.9353 | 9.0015 | wind_turbine | wind | generator | yes | horizontal_axis
node | 5459247470 | 40.9363 | 9.0022 | wind_turbine | wind | generator | yes | horizontal_axis
node | 5459247471 | 40.9374 | 9.0019 | wind_turbine | wind | generator | yes | horizontal_axis
node | 5459247472 | 40.9383 | 9.0026 | wind_turbine | wind | generator | yes | horizontal_axis
node | 5459247473 | 40.9393 | 9.0034 | wind_turbine | wind | generator | yes | horizontal_axis
node | 5459247474 | 40.9402 | 9.0041 | wind_turbine | wind | generator | yes | horizontal_axis
node | 5459247475 | 40.9413 | 9.0044 | wind_turbine | wind | generator | yes | horizontal_axis
node | 5459247476 | 40.9427 | 9.0031 | wind_turbine | wind | generator | yes | horizontal_axis
node | 5459247477 | 40.9441 | 9.0018 | wind_turbine | wind | generator | yes | horizontal_axis
node | 5459247546 | 40.9194 | 9.0094 | wind_turbine | wind | generator | yes | horizontal_axis
node | 5459247547 | 40.9151 | 9.0117 | wind_turbine | wind | generator | yes | horizontal_axis
node | 5459247548 | 40.916 | 9.0108 | wind_turbine | wind | generator | yes | horizontal_axis
node | 5459247549 | 40.9171 | 9.0104 | wind_turbine | wind | generator | yes | horizontal_axis
node | 5459247550 | 40.9182 | 9.0102 | wind_turbine | wind | generator | yes | horizontal_axis
node | 5459247611 | 40.8998 | 9.0387 | wind_turbine | wind | generator | yes | horizontal_axis
node | 5459247612 | 40.9036 | 9.0353 | wind_turbine | wind | generator | yes | horizontal_axis
node | 5459247613 | 40.9048 | 9.0351 | wind_turbine | wind | generator | yes | horizontal_axis
node | 5459247614 | 40.9057 | 9.0308 | wind_turbine | wind | generator | yes | horizontal_axis
node | 5498723223 | 49.2978 | 9.3854 | wind_turbine | wind | generator | 3.2 MW | horizontal_axis | Enercon | E-115 | ZEAG Erneuerbare Energien GmbH |  |  | 2015 | [7 empty] | 149 | 115.7 | [5 empty] | Q136027
node | 5498723224 | 49.2971 | 9.4042 | wind_turbine | wind | generator | 3.2 MW | horizontal_axis | Enercon | E-115 | ZEAG Erneuerbare Energien GmbH |  |  | 2015 | [7 empty] | 149 | 115.7 | [5 empty] | Q136027
node | 5500754759 | 49.599 | 9.6084 | wind_turbine | wind | generator | [5 empty] | V220018
node | 5500821807 | 49.5989 | 9.6161 | wind_turbine | wind | generator | [5 empty] | V220017
node | 5609777758 | 40.6756 | 9.2917 | wind_turbine | wind | generator
node | 5627043340 | 49.1934 | 9.8904 | wind_turbine | wind | generator | 3050 kW | horizontal_axis | Enercon | E-101 |  |  |  | 25.06.2015 |  | 149 m | [5 empty] | 200 | 101 m
node | 5628292765 | 49.4708 | 9.6913 |  | wind | generator
node | 5628295251 | 49.4734 | 9.6896 | wind_turbine | wind | generator
node | 5628300891 | 49.4678 | 9.6941 | wind_turbine | wind | generator
node | 5628308246 | 49.4633 | 9.7033 | wind_turbine | wind | generator
node | 5638624588 | 49.4769 | 9.9597 | wind_turbine | wind | generator
node | 5651640024 | 49.0022 | 9.8311 | wind_turbine | wind | generator | 3.6 MW | horizontal_axis | Vestas Wind Systems A/S | Vestas V136-3.6MW | Uhl Windkraft Projektierung GmbH & Co. KG |  |  | 2017-12 |  | 149 | [6 empty] | 136
node | 5651640026 | 49.0084 | 9.8314 | wind_turbine | wind | generator | 3.6 MW | horizontal_axis | Vestas Wind Systems A/S | Vestas V136-3.6MW | Uhl Windkraft Projektierung GmbH & Co. KG |  |  | 2017-12 |  | 149 | [6 empty] | 136
node | 5651640029 | 48.9983 | 9.8523 | wind_turbine | wind | generator | 3.6 MW | horizontal_axis | Vestas Wind Systems A/S | Vestas V136-3.6MW | Uhl Windkraft Projektierung GmbH & Co. KG |  |  | 2017-12 |  | 149 | [6 empty] | 136
node | 5651640030 | 49.007 | 9.8373 | wind_turbine | wind | generator | 3.6 MW | horizontal_axis | Vestas Wind Systems A/S | Vestas V136-3.6MW | Uhl Windkraft Projektierung GmbH & Co. KG |  |  | 2017-12 |  | 149 | [6 empty] | 136
node | 5651640035 | 49.0007 | 9.8232 | wind_turbine | wind | generator | 3.6 MW | horizontal_axis | Vestas Wind Systems A/S | Vestas V136-3.6MW | Uhl Windkraft Projektierung GmbH & Co. KG |  |  | 2017-12 |  | 149 | [6 empty] | 136
node | 5651640039 | 49.0023 | 9.8549 | wind_turbine | wind | generator | 3.6 MW | horizontal_axis | Vestas Wind Systems A/S | Vestas V136-3.6MW | Uhl Windkraft Projektierung GmbH & Co. KG |  |  | 2017-12 |  | 149 | [6 empty] | 136
node | 5651640040 | 49.0025 | 9.846 | wind_turbine | wind | generator | 3.6 MW | horizontal_axis | Vestas Wind Systems A/S | Vestas V136-3.6MW | Uhl Windkraft Projektierung GmbH & Co. KG |  |  | 2017-12 |  | 149 | [6 empty] | 136
node | 5651640041 | 49.0043 | 9.8408 | wind_turbine | wind | generator | 3.6 MW | horizontal_axis | Vestas Wind Systems A/S | Vestas V136-3.6MW | Uhl Windkraft Projektierung GmbH & Co. KG |  |  | 2017-12 |  | 149 | [6 empty] | 136
node | 5655402765 | 49.0004 | 9.8378 | wind_turbine | wind | generator | 3.6 MW | horizontal_axis | Vestas Wind Systems A/S | Vestas V136-3.6MW | Uhl Windkraft Projektierung GmbH & Co. KG |  |  | 2017-12 |  | 149 | [6 empty] | 136
node | 5694377524 | 49.5186 | 9.5102 | wind_turbine | wind | generator | 4.2 MW | horizontal_axis | Enercon | E-141 EP4 | Windenergie Gerichtstetten GmbH & Co. KG | 1410072 |  |  |  |  | WEA 8 |  |  |  |  | 230 | [7 empty] | 377
node | 5694381421 | 49.5147 | 9.514 | wind_turbine | wind | generator | 4.2 MW | horizontal_axis | Enercon | E-141 EP4 | Windenergie Gerichtstetten GmbH & Co. KG | 1410073 |  |  |  |  | WEA 9 |  |  |  |  | 230 | [7 empty] | 376
node | 5694399665 | 49.5208 | 9.5216 | wind_turbine | wind | generator | 4.2 MW | horizontal_axis | Enercon | E-141 EP4 | Windenergie Gerichtstetten GmbH & Co. KG | 1410070 |  |  |  |  | WEA 5 |  |  |  |  | 230 | [7 empty] | 386
node | 5694402308 | 49.5173 | 9.5221 | wind_turbine | wind | generator | 4.2 MW | horizontal_axis | Enercon | E-141 EP4 | Windenergie Gerichtstetten GmbH & Co. KG | [5 empty] | WEA 6 |  |  |  |  | 230 | [7 empty] | 376
node | 5700096313 | 48.6412 | 9.8172 | wind_turbine | wind | generator | 2750 kW | horizontal_axis |  |  | Solar Invest AG | GE-27172152 | [9 empty] | 199 | [24 empty] | WEA 03
node | 5700096314 | 48.6442 | 9.8181 | wind_turbine | wind | generator | 2750 kW | horizontal_axis |  |  | Solar Invest AG | GE-27172151 | [9 empty] | 199 | [24 empty] | WEA 02
node | 5700096315 | 48.647 | 9.8169 | wind_turbine | wind | generator | 2750 kW | horizontal_axis |  |  | Solar Invest AG | GE-27172150 | [9 empty] | 199 | [24 empty] | WEA 01
node | 5782071592 | 48.4434 | 9.7501 | wind_turbine | wind | generator | 2400 kW | horizontal_axis | Nordex |  | Alb-Naturenergie | NX85700 |  | 20.12.2017 |  | 141 m | Gloria |  |  |  |  | 200 | 117 m | [6 empty] | 701
node | 5812264547 | 49.4819 | 9.9827 | wind_turbine | wind | generator
node | 5812264548 | 49.4799 | 9.9723 | wind_turbine | wind | generator
node | 5812264549 | 49.4749 | 9.9643 | wind_turbine | wind | generator
node | 5812264550 | 49.4799 | 9.9548 | wind_turbine | wind | generator | [5 empty] | 300931
node | 5812264551 | 49.4825 | 9.9607 | wind_turbine | wind | generator
node | 5812264552 | 49.4839 | 9.9666 | wind_turbine | wind | generator | [5 empty] | SEN93472 | [35 empty] | 100
node | 5875632293 | 49.472 | 9.5727 | wind_turbine | wind | generator | [5 empty] | GE-28150178
node | 5916716647 | 49.4377 | 9.8742 | wind_turbine | wind | generator
node | 5916716648 | 49.4344 | 9.8756 | wind_turbine | wind | generator | [5 empty] | V224422
node | 5924471510 | 49.4427 | 9.8696 | wind_turbine | wind | generator
node | 6147152530 | 49.5226 | 9.9084 | wind_turbine | wind | generator
node | 6147157918 | 49.5202 | 9.9159 | wind_turbine | wind | generator
node | 6203669734 | 49.1993 | 9.8947 | wind_turbine | wind | generator | 3300 kW | horizontal_axis | Vestas | V126 | EnBW |  |  | 05.09.2017 |  | 149 m | WEA 2 |  |  |  |  | 212 | 126 m
node | 6203669735 | 49.1997 | 9.8886 | wind_turbine | wind | generator | 3300 kW | horizontal_axis | Vestas | V126 | EnBW |  |  | 01.09.2017 |  | 149 m | WEA 1 |  |  |  |  | 212 | 126 m
node | 6203669736 | 49.2017 | 9.8976 | wind_turbine | wind | generator | 3300 kW | horizontal_axis | Vestas | V126 | EnBW |  |  | 16.09.2017 |  | 149 m | WEA 3 |  |  |  |  | 212 | 126 m
node | 6203780799 | 49.2284 | 9.9454 | wind_turbine | wind | generator | 3300 KW | horizontal_axis | Vestas | V126 | EnBW |  |  | 29.09.2017 |  | 149 m | WEA 2 |  |  |  |  | 212 | 126 m
node | 6203780800 | 49.2297 | 9.9527 | wind_turbine | wind | generator | 3300 kW | horizontal_axis | Vestas | V126 | EnBW |  |  | 29.09.2017 |  | 149 m | WEA 3 |  |  |  |  | 212 | 126 m
node | 6203780801 | 49.2318 | 9.9468 | wind_turbine | wind | generator | 3300 kW | horizontal_axis | Vestas | V126 | EnBW |  |  | 29.09.2017 |  | 149 m | WEA 1 |  |  |  |  | 212 | 126 m
node | 6286840613 | 49.693 | 9.0878 | wind_turbine | wind | generator |  | horizontal_axis | Vestas | V126 |  | V224162 |  |  |  |  | WEA1
node | 6286864183 | 49.6894 | 9.0867 | wind_turbine | wind | generator |  | horizontal_axis | Vestas | V126 |  | V224163 |  |  |  |  | WEA2
node | 7001084540 | 48.6555 | 9.9318 | wind_turbine | wind | generator | 3.6 MW | horizontal_axis | Nordex | N117/3600 | [12 empty] | 117
node | 7001091756 | 48.6646 | 9.9313 | wind_turbine | wind | generator | 3.6 MW | horizontal_axis | Nordex | N117/3600 | [12 empty] | 117
node | 7001091757 | 48.6598 | 9.9316 | wind_turbine | wind | generator | 3.6 MW | horizontal_axis | Nordex | N117/3600 | [12 empty] | 117
node | 7001098842 | 48.6628 | 9.9381 | wind_turbine | wind | generator | 3.6 MW | horizontal_axis | Nordex | N117/3600 | [12 empty] | 117
node | 7001133175 | 49.295 | 9.3879 | wind_turbine | wind | generator | 3.2 MW | horizontal_axis | Enercon | E-115 | ZEAG Erneuerbare Energien GmbH |  |  | 2015 | [7 empty] | 149 | 115.7 | [5 empty] | Q136027
node | 7001133176 | 49.2901 | 9.4082 | wind_turbine | wind | generator | 3.2 MW | horizontal_axis | Enercon | E-115 | ZEAG Erneuerbare Energien GmbH |  |  | 2015 | [7 empty] | 149 | 115.7 | [5 empty] | Q136027
node | 7001165492 | 49.3325 | 9.6071 | wind_turbine | wind | generator | 3.3 MW | horizontal_axis | Vestas | V126-3.3MW | Bürgerwindpark Weissbach | [11 empty] | 126
node | 7001241770 | 49.092 | 9.6364 | wind_turbine | wind | generator |  | horizontal_axis
node | 7027093216 | 44.3681 | 9.7901 | wind_turbine | wind | generator
node | 7027093217 | 44.369 | 9.7875 | wind_turbine | wind | generator
node | 7027093218 | 44.371 | 9.7865 | wind_turbine | wind | generator
node | 7027093219 | 44.3732 | 9.7847 | wind_turbine | wind | generator
node | 7179537281 | 48.019 | 9.5752 | wind_turbine | wind | generator | 3.45 MW | horizontal_axis | Vestas | V136 | Uhl Windkraft |  |  | 2019-12 |  | 149 m | [5 empty] | 217 m | 136 m
node | 7179537282 | 48.0211 | 9.5695 | wind_turbine | wind | generator | 3.45 MW | horizontal_axis | Vestas | V136 | Uhl Windkraft |  |  | 2019-12 |  | 149 m | [5 empty] | 217 m | 136 m
node | 7179537283 | 48.021 | 9.5627 | wind_turbine | wind | generator | 3.45 MW | horizontal_axis | Vestas | V136 | Uhl Windkraft |  |  | 2019-12 |  | 149 m | [5 empty] | 217 m | 136 m
node | 7355002226 | 40.6253 | 9.1956 |  | wind | generator
node | 7435179429 | 48.722 | 9.9086 | wind_turbine | wind | generator | 2.75 MW | horizontal_axis | General Electric | GE 2.75-120 | wpd AG |  |  | 2016-09 |  | 139 m | WEA 24 |  |  |  |  | 199 m | 120 m
node | 7435179430 | 48.7225 | 9.9152 | wind_turbine | wind | generator | 2.75 MW | horizontal_axis | General Electric | GE 2.75-120 | wpd AG |  |  | 2016-09 |  | 139 m | WEA 23 |  |  |  |  | 199 m | 120 m
node | 7435179431 | 48.7256 | 9.9122 | wind_turbine | wind | generator | 2.75 MW | horizontal_axis | General Electric | GE 2.75-120 | wpd AG |  |  | 2016-09 |  | 139 m | WEA 22 |  |  |  |  | 199 m | 120 m
node | 7435179432 | 48.7293 | 9.9096 | wind_turbine | wind | generator | 2.75 MW | horizontal_axis | General Electric | GE 2.75-120 | wpd AG |  |  | 2016-09 |  | 139 m | WEA 21 |  |  |  |  | 199 m | 120 m
node | 7435179433 | 48.734 | 9.9187 | wind_turbine | wind | generator | 2.75 MW | horizontal_axis | General Electric | GE 2.75-120 | wpd AG |  |  | 2016-09 |  | 139 m | WEA 15 |  |  |  |  | 199 m | 120 m
node | 7435179434 | 48.7313 | 9.9252 | wind_turbine | wind | generator | 2.75 MW | horizontal_axis | General Electric | GE 2.75-120 | wpd AG |  |  | 2016-09 |  | 139 m | WEA 18 |  |  |  |  | 199 m | 120 m
node | 7435179435 | 48.7284 | 9.9308 | wind_turbine | wind | generator | 2.75 MW | horizontal_axis | General Electric | GE 2.75-120 | wpd AG |  |  | 2016-09 |  | 139 m | WEA 19 |  |  |  |  | 199 m | 120 m
node | 7435179436 | 48.725 | 9.9353 | wind_turbine | wind | generator | 2.75 MW | horizontal_axis | General Electric | GE 2.75-120 | wpd AG |  |  | 2016-09 |  | 139 m | WEA 20 |  |  |  |  | 199 m | 120 m
node | 7435179437 | 48.736 | 9.932 | wind_turbine | wind | generator | 2.75 MW | horizontal_axis | General Electric | GE 2.75-120 | wpd AG |  |  | 2016-09 |  | 139 m | WEA 9 |  |  |  |  | 199 m | 120 m
node | 7435179438 | 48.739 | 9.9256 | wind_turbine | wind | generator | 2.75 MW | horizontal_axis | General Electric | GE 2.75-120 | wpd AG |  |  | 2016-09 |  | 139 m | WEA 8 |  |  |  |  | 199 m | 120 m
node | 7435179439 | 48.7377 | 9.9153 | wind_turbine | wind | generator | 2.75 MW | horizontal_axis | General Electric | GE 2.75-120 | wpd AG |  |  | 2016-09 |  | 139 m | WEA 14 |  |  |  |  | 199 m | 120 m | [25 empty] | GE-28150156
node | 7435179440 | 48.741 | 9.9149 | wind_turbine | wind | generator | 2.75 MW | horizontal_axis | General Electric | GE 2.75-120 | wpd AG |  |  | 2016-09 |  | 139 m | WEA 6 |  |  |  |  | 199 m | 120 m
node | 7435179441 | 48.7406 | 9.9053 | wind_turbine | wind | generator | 2.75 MW | horizontal_axis | General Electric | GE 2.75-120 | wpd AG |  |  | 2016-09 |  | 139 m | WEA 12 |  |  |  |  | 199 m | 120 m
node | 7435179442 | 48.7443 | 9.9036 | wind_turbine | wind | generator | 2.75 MW | horizontal_axis | General Electric | GE 2.75-120 | wpd AG |  |  | 2016-09 |  | 139 m | WEA 11a |  |  |  |  | 199 m | 120 m
node | 7435179443 | 48.7421 | 9.8971 | wind_turbine | wind | generator | 2.75 MW | horizontal_axis | General Electric | GE 2.75-120 | wpd AG |  |  | 2016-09 |  | 139 m | WEA 4 |  |  |  |  | 199 m | 120 m
node | 7435179444 | 48.7465 | 9.913 | wind_turbine | wind | generator | 2.75 MW | horizontal_axis | General Electric | GE 2.75-120 | Windpark Falkenberg GmbH | WEA Falkenberg 02 |  | 2016 |  | 139 m | [5 empty] | 199 m | 120 m
node | 7435179445 | 48.7502 | 9.9127 | wind_turbine | wind | generator | 2.75 MW | horizontal_axis | General Electric | GE 2.75-120 | Windpark Falkenberg GmbH | WEA Falkenberg 01 |  | 2016 |  | 139 m | [5 empty] | 199 m | 120 m
node | 7435179446 | 48.7459 | 9.9226 | wind_turbine | wind | generator | 2.75 MW | horizontal_axis | General Electric | GE 2.75-120 | Windpark Falkenberg GmbH | WEA Falkenberg 03 |  | 2016 |  | 139 m | [5 empty] | 199 m | 120 m
node | 7435179447 | 48.7379 | 9.8989 | wind_turbine | wind | generator | 2.75 MW | horizontal_axis | General Electric | GE 2.75-120 | wpd AG |  |  | 2016-09 |  | 139 m | WEA 13 |  |  |  |  | 199 m | 120 m
node | 7489727578 | 44.6382 | 9.9729 | wind_turbine | wind | generator
node | 7656873810 | 49.4381 | 9.8694 | wind_turbine | wind | generator
node | 7661667447 | 48.5411 | 9.6984 | wind_turbine | wind | generator | 3.3 MW | horizontal_axis | Nordex SE | N131/3300 | Alb-Elektrizitätswerk Geislingen-Steige eG |  |  | 2020-09-18 | SerialNumber NX87295. | [6 empty] | 164 | 131 | [26 empty] | https://www.albwerk.de/das-albwerk/das-unternehmen/rund-ums-albwerk/themenseiten/der-windpark-drackenst
node | 7750293963 | 48.5454 | 9.7036 | wind_turbine | wind | generator | 3.3 MW | horizontal_axis | Nordex SE | N131/3300 | Planet energy GmbH |  |  | 2020-09-18 | SerialNumber NX86840 | [6 empty] | 164 | 131 | [26 empty] | https://www.planet-energy.de/referenzen/windkraftanlagen/windpark-drackenstein.html
node | 7750321753 | 48.5427 | 9.7053 | wind_turbine | wind | generator | 3.3 MW | horizontal_axis | Nordex SE | N131/3300 | Planet energy GmbH |  |  | 2020-09-18 | SerialNumber NX86842. | [6 empty] | 164 | 131 | [26 empty] | https://www.albwerk.de/das-albwerk/das-unternehmen/rund-ums-albwerk/themenseiten/der-windpark-drackenst
node | 7750337367 | 48.5511 | 9.6977 | wind_turbine | wind | generator | 3.3 MW | horizontal_axis | Nordex SE | N131/3300 | Alb-Elektrizitätswerk Geislingen-Steige eG |  |  | 2020-09-18 | SerialNumber NX87296. | [6 empty] | 164 | 131 | [26 empty] | https://www.planet-energy.de/referenzen/windkraftanlagen/windpark-drackenstein.html
node | 7750340125 | 48.5477 | 9.7118 | wind_turbine | wind | generator | 3.3 MW | horizontal_axis | Nordex SE | N131/3300 | Planet energy GmbH |  |  | 2020-09-18 | NX86841 | [6 empty] | 164 | 131 | [26 empty] | https://www.planet-energy.de/referenzen/windkraftanlagen/windpark-drackenstein.html
node | 7781680392 | 48.8755 | 9.8699 | wind_turbine | wind | generator | [5 empty] | WEA4
node | 8563155173 | 49.5663 | 9.6321 | wind_turbine | wind | generator | 3.45 MW | Vestas_V126
node | 8563155210 | 49.5694 | 9.6353 | wind_turbine | wind | generator | 3.45 MW | Vestas_V126
node | 8679049358 | 49.8108 | 9.8817 | wind_turbine | wind | generator
node | 8679049359 | 49.8336 | 9.8302 | wind_turbine | wind | generator
node | 8688678228 | 49.7428 | 9.1012 | wind_turbine | wind | generator | 3000 kW | horizontal_axis | Vestas | V112/3.0MW | whs Enertec GmbH & Co. Hain-Acht KG | V202749 |  | 2014-03-23 |  | 119 | [6 empty] | 112
node | 8689042408 | 49.524 | 9.5224 | wind_turbine | wind | generator | 3.5 MW | horizontal_axis | Enercon | E-138 EP3 | Windenergie Gerichtstetten GmbH & Co. KG | [5 empty] | WEA 1 |  |  |  |  | 200 | [7 empty] | 398
node | 8689042409 | 49.5229 | 9.5143 | wind_turbine | wind | generator | 3.5 MW | horizontal_axis | Enercon | E-138 EP3 | Windenergie Gerichtstetten GmbH & Co. KG | [5 empty] | WEA 7 |  |  |  |  | 200 | [7 empty] | 403
node | 8691321047 | 49.139 | 9.954 | wind_turbine | wind | generator | 3.5 MW | horizontal_axis | Enercon | E-138 EP3 E1 | [11 empty] | 160 | [7 empty] | 473
node | 8691321048 | 49.1357 | 9.9586 | wind_turbine | wind | generator | 3.5 MW | horizontal_axis | Enercon | E-138 EP3 E1 | [11 empty] | 160 | [7 empty] | 473
node | 8691321049 | 49.1323 | 9.96 | wind_turbine | wind | generator | 3.5 MW | horizontal_axis | Enercon | E-138 EP3 E1 | [11 empty] | 160 | [7 empty] | 473
node | 8691321050 | 49.1328 | 9.969 | wind_turbine | wind | generator | 3.5 MW | horizontal_axis | Enercon | E-138 EP3 E1 | [11 empty] | 160 | [7 empty] | 473
node | 8691321052 | 49.1881 | 9.8922 | wind_turbine | wind | generator | 4.2 MW | horizontal_axis | Enercon |  | ZEAG |  |  | In der Genehmigung / Im Bau |  |  | E-138 EP3 E2 |  |  |  |  | 160 | [7 empty] | 439
node | 8691388552 | 49.5949 | 9.5252 | wind_turbine | wind | generator | 4.2 MW | horizontal_axis | Enercon |  |  |  |  | Genehmigt |  |  | E-115 EP3 E3 |  |  |  |  | 149 | [7 empty] | 380
node | 8691388553 | 49.5988 | 9.5213 | wind_turbine | wind | generator | 4.2 MW | horizontal_axis | Enercon |  |  |  |  | Genehmigt |  |  | E-138 EP3 E2 |  |  |  |  | 160 | [7 empty] | 375
node | 8691388554 | 49.5889 | 9.5181 | wind_turbine | wind | generator | 4.2 MW | horizontal_axis | Enercon |  |  |  |  | Genehmigt |  |  | E-115 EP3 E3 |  |  |  |  | 149 | [7 empty] | 394
node | 9196206652 | 48.0215 | 9.5097 | wind_turbine | wind | generator |  |  |  |  | Schülerforschungszentrum Bad Saulgau | [5 empty] | Windkraftanlage SFZ
node | 9290738566 | 49.1024 | 9.434 | wind_turbine | wind | generator | 4.5 MW |  | Nordex | N-149 | Bürgerwindpark Bretzfeld-Obersulm |  |  |  |  | 164 | WKA I
node | 9290738567 | 49.1053 | 9.4413 | wind_turbine | wind | generator | 4.5 MW |  | Nordex | N-149 | Bürgerwindpark Bretzfeld-Obersulm |  |  |  |  | 164 | WKA II
node | 9290738568 | 49.1054 | 9.4314 | wind_turbine | wind | generator | 4.5 MW |  | Nordex | N-149 | Bürgerwindpark Bretzfeld-Obersulm |  |  |  |  | 164 | WKA III
node | 9298175043 | 49.3958 | 9.6064 | wind_turbine | wind | generator | 4.2 MW | horizontal_axis | Enercon | E-138 EP3 E2 | [5 empty] | 160
node | 9298175044 | 49.397 | 9.6005 | wind_turbine | wind | generator | 4.2 MW | horizontal_axis | Enercon | E-138 EP3 E2 | [5 empty] | 160
node | 9298175045 | 49.3943 | 9.5961 | wind_turbine | wind | generator | 4.2 MW | horizontal_axis | Enercon | E-138 EP3 E2 | [5 empty] | 160
node | 9517992699 | 40.1903 | 9.2718 | wind_turbine | wind | generator | yes
node | 9517992711 | 40.1805 | 9.2577 | wind_turbine | wind | generator | yes
node | 9530563167 | 40.1838 | 9.2747 | wind_turbine | wind | generator | yes
node | 9585006819 | 47.2134 | 9.3434 | wind_turbine | wind | generator |  | wind_turbine
node | 9961489314 | 47.7661 | 9.7646 | wind_turbine | wind | generator
node | 10007966188 | 49.8339 | 9.6958 | wind_turbine | wind | generator | 2.4 MW | horizontal_axis | Nordex | Nordex SE N117 | ABO Wind |  |  | 2012 | [6 empty] | Nordex N117 | 141 | 117 | [12 empty] | Q33354510 | de:ABO Wind
node | 10060276018 | 40.8336 | 9.077 | wind_turbine | wind | generator
node | 10591740338 | 48.5209 | 9.6554 | wind_turbine | wind | generator | 3.3 MW | horizontal_axis | Nordex |  | EnBW GmbH |  |  |  | N131/3300, EnBW 'Windpark Hohenstadt' WEA 08 (NX-91077). | [9 empty] | coordinates are coarsly estimated - needs correction to 48,520796 N; 9,655459 E See also basements at photos at https://www.geoportal-bw.de/ |  |  |  |  | 796 | [5 empty] | Q116477876 | de:Windpark Keltenschanze-Weilerhöhe | [12 empty] | https://megawatt-gmbh.com/keltenschanze-weilerhoehe/
node | 10591830505 | 48.5327 | 9.6415 | wind_turbine | wind | generator |  | nordex |  |  | EnBW Energie Baden-Württemberg AG | NX91075 | [16 empty] | Q644304 | [20 empty] | https://megawatt-gmbh.com/keltenschanze-weilerhoehe/
node | 10611521796 | 48.0846 | 9.2306 | wind_turbine | wind | generator |  | horizontal_axis
node | 10784726953 | 48.5276 | 9.645 | wind_turbine | wind | generator |  | nordex |  |  | EnBW Energie Baden-Württemberg AG | NX91076 | [16 empty] | Q644304 | [20 empty] | https://megawatt-gmbh.com/keltenschanze-weilerhoehe/
node | 10870881651 | 48.3774 | 9.2374 | wind_turbine | wind | generator | 3.6 MW |  | Vestas | V126-3.6 MW | SOWITEC new energy 23 GmbH & Co. KG |  | Landratsamt Reutlingen, 01.08.2022 |  |  | 137 | [6 empty] | 126 | [27 empty] | yes
node | 10870881652 | 48.3809 | 9.2396 | wind_turbine | wind | generator | 3.6 MW |  | Vestas | V126-3.6 MW | SOWITEC new energy 23 GmbH & Co. KG |  | Landratsamt Reutlingen, 01.08.2022 |  |  | 137 | [6 empty] | 126 | [27 empty] | yes
node | 10870881653 | 48.3835 | 9.2374 | wind_turbine | wind | generator | 3.6 MW |  | Vestas | V126-3.6 MW | SOWITEC new energy 23 GmbH & Co. KG |  | Landratsamt Reutlingen, 01.08.2022 |  |  | 137 | [6 empty] | 126 | [27 empty] | yes
node | 10870881654 | 48.3851 | 9.2333 | wind_turbine | wind | generator | 3.6 MW |  | Vestas | V126-3.6 MW | SOWITEC new energy 23 GmbH & Co. KG |  | Landratsamt Reutlingen, 01.08.2022 |  |  | 137 | [6 empty] | 126 | [27 empty] | yes
node | 10870881655 | 48.3862 | 9.2287 | wind_turbine | wind | generator | 3.6 MW |  | Vestas | V126-3.6 MW | SOWITEC new energy 23 GmbH & Co. KG |  | Landratsamt Reutlingen, 01.08.2022 |  |  | 137 | [6 empty] | 126 | [27 empty] | yes
node | 10910949622 | 47.3408 | 9.3334 | wind_turbine | wind | generator
node | 10926928000 | 48.1761 | 9.2383 | wind_turbine | wind | generator | 3.4 MW | wind_turbine |  |  | EnBW Energie Baden-Württemberg AG | [10 empty] | 160 | [6 empty] | Q644304 | [20 empty] | https://www.enbw.com/erneuerbare-energien/windenergie/windpark-veringenstadt/
node | 10934007198 | 49.5585 | 9.3066 | wind_turbine | wind | generator | 3.45 MW | horizontal_axis | Vestas | Vestas V126-3.45 MW | ABO Wind | ABO 3 |  |  |  | 149 | [6 empty] | 126 | [5 empty] | Q33354510 | [5 empty] | File:Windpark_Hainstadt-Buchen_2023_00.jpg;File:Windpark_Hainstadt-Buchen_2023_01.jpg | [16 empty] | Q868259 | Q67447982 | 12469
node | 11091445637 | 48.3788 | 9.3578 | wind_turbine | wind | generator | 6.2 MW |  | Siemens | Gamesa SGRE 170 | Windkraft Schonach GmbH |  | Landratsamt Reutlingen, 31.07.2023 |  |  | 165 | [6 empty] | 170 | [27 empty] | yes
node | 11091445638 | 48.3823 | 9.3578 | wind_turbine | wind | generator | 6.2 MW |  | Siemens | Gamesa SGRE 170 | Windkraft Schonach GmbH |  | Landratsamt Reutlingen, 31.07.2023 |  |  | 165 | [6 empty] | 170 | [27 empty] | yes
node | 11091445639 | 48.3856 | 9.357 | wind_turbine | wind | generator | 6.2 MW |  | Siemens | Gamesa SGRE 170 | Windkraft Schonach GmbH |  | Landratsamt Reutlingen, 31.07.2023 |  |  | 165 | [6 empty] | 170 | [27 empty] | yes
node | 11091445640 | 48.3804 | 9.3446 | wind_turbine | wind | generator | 6.2 MW |  | Siemens | Gamesa SGRE 170 | Windkraft Schonach GmbH |  | Landratsamt Reutlingen, 31.07.2023 |  |  | 165 | [6 empty] | 170 | [27 empty] | yes
node | 11091445641 | 48.383 | 9.3398 | wind_turbine | wind | generator | 6.2 MW |  | Siemens | Gamesa SGRE 170 | Windkraft Schonach GmbH |  | Landratsamt Reutlingen, 31.07.2023 |  |  | 165 | [6 empty] | 170 | [27 empty] | yes
node | 11193174576 | 40.9133 | 9.0095 | wind_turbine | wind | generator | yes | horizontal_axis
node | 11193174577 | 40.912 | 9.0099 | wind_turbine | wind | generator | yes | horizontal_axis
node | 11193174578 | 40.9107 | 9.0105 | wind_turbine | wind | generator | yes | horizontal_axis
node | 11193174579 | 40.9094 | 9.0104 | wind_turbine | wind | generator | yes | horizontal_axis
node | 11234007454 | 49.7451 | 9.1137 | wind_turbine | wind | generator | 4.2 MW | horizontal_axis | Vestas |  | WHS Enertec GmbH | V245715 |  |  |  | 166 | [6 empty] | 150 | [8 empty] | V150-4.2
node | 11279566195 | 49.9364 | 9.9039 |  | wind | generator |  |  |  |  | Bürgerwindenergie Retzstadt GmbH & Co. KG
node | 11279566196 | 49.9333 | 9.9086 |  | wind | generator |  |  |  |  | Bürgerwindenergie Retzstadt GmbH & Co. KG
node | 11501061136 | 49.5618 | 9.2979 | wind_turbine | wind | generator | 3.45 MW | horizontal_axis | Vestas | Vestas V126-3.45 MW | ABO Wind | ABO 1 |  |  |  | 149 | [6 empty] | 126 | [5 empty] | Q33354510 | [22 empty] | Q868259 | Q67447982 | 12469
node | 11501061137 | 49.5541 | 9.3038 | wind_turbine | wind | generator | 3.45 MW | horizontal_axis | Vestas | Vestas V126-3.45 MW | ABO Wind | ABO 4 |  |  |  | 149 | [6 empty] | 126 | [5 empty] | Q33354510 | [22 empty] | Q868259 | Q67447982 | 12469
node | 11501061138 | 49.5592 | 9.3011 | wind_turbine | wind | generator | 3.45 MW | horizontal_axis | Vestas | Vestas V126-3.45 MW | ABO Wind | ABO 2 |  |  |  | 149 | [6 empty] | 126 | [5 empty] | Q33354510 | [22 empty] | Q868259 | Q67447982 | 12469
node | 11754779549 | 48.6652 | 9.8366 | wind_turbine | wind | generator | 0.75 MW | wind_turbine |  |  | Zentrum für Sonnenenergie- und Wasserstoff-Forschung Baden-Württemberg (ZSW) | [5 empty] | FWEA Nord Forschungstestfeld WINSENT
node | 11754780400 | 48.664 | 9.8359 | wind_turbine | wind | generator | 0.75 MW | wind_turbine |  |  | Zentrum für Sonnenenergie- und Wasserstoff-Forschung Baden-Württemberg (ZSW) | [5 empty] | FWEA Süd Forschungstestfeld WINSENT
node | 11762767087 | 48.5212 | 9.6926 | wind_turbine | wind | generator | 3.6 MW | horizontal_axis | Vestas | Vestas V136 | [11 empty] | 166 | 136 | [20 empty] | yes | [5 empty] | https://beteiligungen.wpd.de/projekte/laichingen |  |  |  |  | 2024
node | 11762767088 | 48.524 | 9.6933 | wind_turbine | wind | generator | 3.6 MW | horizontal_axis | Vestas | Vestas V136 | [11 empty] | 166 | 136 | [20 empty] | yes | [5 empty] | https://beteiligungen.wpd.de/projekte/laichingen |  |  |  |  | 2024
node | 11775095709 | 42.9197 | 9.4069 | wind_turbine | wind | generator | 1.0 MW | horizontal_axis | [7 empty] | 59 | [6 empty] | 54
node | 11775095710 | 42.9204 | 9.4033 | wind_turbine | wind | generator | 1.0 MW | horizontal_axis | [7 empty] | 59 | [6 empty] | 54
node | 11775095711 | 42.921 | 9.4001 | wind_turbine | wind | generator | 1.0 MW | horizontal_axis | [7 empty] | 59 | [6 empty] | 54
node | 11775095712 | 42.9185 | 9.4135 | wind_turbine | wind | generator | 1.0 MW | horizontal_axis | [7 empty] | 59 | [6 empty] | 54
node | 11775095713 | 42.9185 | 9.4235 | wind_turbine | wind | generator | 1.0 MW | horizontal_axis | [7 empty] | 59 | [6 empty] | 54
node | 11775095714 | 42.918 | 9.4189 | wind_turbine | wind | generator | 1.0 MW | horizontal_axis | [7 empty] | 59 | [6 empty] | 54
node | 11775095715 | 42.9183 | 9.4168 | wind_turbine | wind | generator | 1.0 MW | horizontal_axis | [7 empty] | 59 | [6 empty] | 54
node | 11775166692 | 42.9568 | 9.4078 | wind_turbine | wind | generator | 900 kW | horizontal_axis | Enercon | [6 empty] | 45 | [6 empty] | 44
node | 11775166693 | 42.9554 | 9.4067 | wind_turbine | wind | generator | 900 kW | horizontal_axis | Enercon | [6 empty] | 45 | [6 empty] | 44
node | 11775166694 | 42.9545 | 9.4054 | wind_turbine | wind | generator | 900 kW | horizontal_axis | Enercon | [6 empty] | 45 | [6 empty] | 44
node | 11775166695 | 42.9536 | 9.4035 | wind_turbine | wind | generator | 900 kW | horizontal_axis | Enercon | [6 empty] | 45 | [6 empty] | 44
node | 11775166696 | 42.9635 | 9.3842 | wind_turbine | wind | generator | 900 kW | horizontal_axis | Enercon | [6 empty] | 45 | [6 empty] | 44
node | 11775166697 | 42.9642 | 9.3833 | wind_turbine | wind | generator | 900 kW | horizontal_axis | Enercon | [6 empty] | 45 | [6 empty] | 44
node | 11775166698 | 42.9647 | 9.382 | wind_turbine | wind | generator | 900 kW | horizontal_axis | Enercon | [6 empty] | 45 | [6 empty] | 44
node | 11775166699 | 42.9656 | 9.3814 | wind_turbine | wind | generator | 900 kW | horizontal_axis | Enercon | [6 empty] | 45 | [6 empty] | 44
node | 11775166700 | 42.9664 | 9.381 | wind_turbine | wind | generator | 900 kW | horizontal_axis | Enercon | [6 empty] | 45 | [6 empty] | 44
node | 11775166701 | 42.9673 | 9.3799 | wind_turbine | wind | generator | 900 kW | horizontal_axis | Enercon | [6 empty] | 45 | [6 empty] | 44
node | 11775166702 | 42.9688 | 9.3803 | wind_turbine | wind | generator | 900 kW | horizontal_axis | Enercon | [6 empty] | 45 | [6 empty] | 44
node | 11775166703 | 42.9699 | 9.3805 | wind_turbine | wind | generator | 900 kW | horizontal_axis | Enercon | [6 empty] | 45 | [6 empty] | 44
node | 11775166704 | 42.97 | 9.3774 | wind_turbine | wind | generator | 900 kW | horizontal_axis | Enercon | [6 empty] | 45 | [6 empty] | 44
node | 11835483032 | 49.139 | 9.9395 | wind_turbine | wind | generator | 4.2 MW | horizontal_axis | ENERCON | E-138 E2 EP3 | [5 empty] | 149
node | 12104025004 | 49.7501 | 9.1171 | wind_turbine | wind | generator | 5.6 MW
node | 12104025005 | 49.7552 | 9.1179 | wind_turbine | wind | generator | 5.6 MW
node | 12198762512 | 44.4194 | 9.6324 | wind_turbine | wind | generator |  | horizontal_axis
node | 12198762513 | 44.4186 | 9.632 | wind_turbine | wind | generator |  | horizontal_axis
node | 12198762514 | 44.4186 | 9.6334 | wind_turbine | wind | generator |  | horizontal_axis
node | 12198762515 | 44.4183 | 9.635 | wind_turbine | wind | generator |  | horizontal_axis
node | 12198762516 | 44.4179 | 9.6368 | wind_turbine | wind | generator | 3.3 MW | horizontal_axis | Vestas
node | 12198762517 | 44.4165 | 9.64 | wind_turbine | wind | generator | 3.3 MW | horizontal_axis | Vestas
node | 12198762518 | 44.4143 | 9.6407 | wind_turbine | wind | generator | 3.3 MW | horizontal_axis | Vestas
node | 12198762519 | 44.4127 | 9.644 | wind_turbine | wind | generator | 3.3 MW | horizontal_axis | Vestas
node | 12198762520 | 44.4124 | 9.6476 | wind_turbine | wind | generator | 3.3 MW | horizontal_axis | Vestas
node | 12198762521 | 44.4145 | 9.6533 | wind_turbine | wind | generator | 3.3 MW | horizontal_axis | Vestas
node | 12292255602 | 48.415 | 9.6044 | wind_turbine | wind | generator | 6 MW | horizontal_axis | Enercon | E-175 EP5 | Schöller SI Erneuerbare GmbH | W-12561-1 | [9 empty] | 162 | 175 | [20 empty] | yes | [5 empty] | https://blog.fichtner.de/windpark-magolsheim-rueckenwind-fuer-deutschlands-windenergie/ |  |  |  |  | 2024
node | 12292276490 | 48.4156 | 9.6157 | wind_turbine | wind | generator | 6 MW | horizontal_axis | Enercon | E-175 EP5 | Schöller SI Erneuerbare GmbH | W-12561-2 | [9 empty] | 162 | 175 | [20 empty] | yes | [5 empty] | https://blog.fichtner.de/windpark-magolsheim-rueckenwind-fuer-deutschlands-windenergie/ |  |  |  |  | 2024
node | 12292276491 | 48.4116 | 9.611 | wind_turbine | wind | generator | 6 MW | horizontal_axis | Enercon | E-175 EP5 | Schöller SI Erneuerbare GmbH | W-12561-3 | [9 empty] | 162 | 175 | [20 empty] | yes | [5 empty] | https://blog.fichtner.de/windpark-magolsheim-rueckenwind-fuer-deutschlands-windenergie/ |  |  |  |  | 2024
node | 12292276492 | 48.412 | 9.6187 | wind_turbine | wind | generator | 6 MW | horizontal_axis | Enercon | E-175 EP5 | Schöller SI Erneuerbare GmbH | W-12561-4 | [9 empty] | 162 | 175 | [20 empty] | yes | [5 empty] | https://blog.fichtner.de/windpark-magolsheim-rueckenwind-fuer-deutschlands-windenergie/ |  |  |  |  | 2024
node | 12292276493 | 48.3998 | 9.6059 | wind_turbine | wind | generator | 6 MW | horizontal_axis | Enercon | E-175 EP5 | Schöller SI Erneuerbare GmbH | W-12561-5 | [9 empty] | 162 | 175 | [20 empty] | yes | [5 empty] | https://blog.fichtner.de/windpark-magolsheim-rueckenwind-fuer-deutschlands-windenergie/ |  |  |  |  | 2024
node | 12292276494 | 48.4005 | 9.6152 | wind_turbine | wind | generator | 6 MW | horizontal_axis | Enercon | E-175 EP5 | Schöller SI Erneuerbare GmbH | W-12561-6 | [9 empty] | 162 | 175 | [20 empty] | yes | [5 empty] | https://blog.fichtner.de/windpark-magolsheim-rueckenwind-fuer-deutschlands-windenergie/ |  |  |  |  | 2024
node | 12308238428 | 49.5782 | 9.45 | wind_turbine | wind | generator | 3 MW | horizontal_axis | [8 empty] | Höpfingen 2 |  |  |  |  | 207
node | 12309469303 | 48.7479 | 9.5107 | wind_turbine | wind | generator | 4.5 MW | horizontal_axis | Nordex | N149 | Uhl Windkraft |  |  |  |  | 164 | [5 empty] | 238,5 | 149 | [26 empty] | https://www.uhl-windkraft.de/wp-koenigseiche/
node | 12309469306 | 48.7438 | 9.5185 | wind_turbine | wind | generator | 4.5 MW | horizontal_axis | Nordex | N149 | Uhl Windkraft |  |  |  |  | 164 | [5 empty] | 238,5 | 149 | [26 empty] | https://www.uhl-windkraft.de/wp-koenigseiche/